## Title Page
Document No: |  |  | TF-DJO-011-C-MASTER-DATA
Technical File |  |  | TF-DJO-011-C
Document Revision History
Revision | QMS | Date | Authors | Description of Change
A | QMS-17268 | 2020-12-15 | Azharudeen Ali | Initial Release
B | QMS-19008 | 2021-05-15 | Krishnasai Bhimavarapu | In Master Data tab, update B-UDI code assignments, add columns for UDI-DI (GTIN) and GMDN. In Label Mapping tab, remove excess columns without any file references included, update label mappings with LAB templates where an LBL file is not Active in Agile. Replaced 'No' with 'N/A' throughout. Add new tab for MDT Customer, a Customer-facing sheet for PDF publishing and providing to external customers. Updated formatting within tabs.
C | QMS-19046 | 05/21/2021 | Britta Dombovari | Updated to include DONJOY IsoFORM™ products (PRO-253): 11-1692-X, 11-1693-X, 11694-X, 11695-X, 11696-X
D | QMS-18303 | 2021-08-09 | Mick Davis | Updated to include DONJOY IsoFORM™ products (PRO-253-2): 11-1697-X, 11-1698-X
E | QMS-22426 | 02/16/2022 | Siva Kumar | In Master Data tab, Added new SKU's/ Part Numbers applicable for technical file and Updated the SKU description.
F | QMS-23079 | 05/25/2022 | Tim Allard | Add LadyStrap to Master data
G | QMS-25139 | 11/17/2022 | Béatrice NAJEM | Add lumbostrap 35 and dorsostrap 55 corsets to master data Addition of CER references & GMDN in compliance with MDR and the 1000.1008 Master DATA template.
H | QMS-28281 | August 30, 2023 | Béatrice NAJEM | Added new SKU's/ Part Numbers (spinostrap) and correct errors in BUDI and some missing lines in the MDT customer & Label mapping sheets
J | QMS-30072 | January 1st, 2024 | Béatrice NAJEM | Added new SKU's/ Part Numbers (Lumboforce) - DHF-PRBR2252
K | QMS-31602 | SEE AGILE | Béatrice NAJEM | Added new SKU's/ Part Numbers (Lumboforce project) - DHF-PRBR2252

## Master Data Table
Active SKUs Number List | Description | Business Unit | Product Brand | CER | BUDI-DI | UDI-DI (GTIN) | GMDN | EMDN | Model Name | IFU | Performance Characteristics | INTENDED USE/INDICATIONS: | Contraindications
225 | DELUXE SACRO-LUMBAR SUPPORT U | BRACING & SUPPORTS | BELL-HORN | CER-DJO-011C-A | 0888912DJO0000028967 | 00888912275637 | 41442 | Y060308 | BELL-HORN Deluxe Sacro-Lumbar Support | BH-1202; Box | Support | Compressive support for strains and sprains of the low back and abdominal area. | NA
11-0015-2-06060 | LUMBOSACRAL SUPPORT,S,BLK | BRACING & SUPPORTS | DONJOY | CER-DJO-011C-A | 0888912DJO000002745S | 00888912156691 | 41442 | Y060308 | DONJOY® BACK SUPPORT | 13-8430 | Support | The DonJoy Back Supports are designed to provide comfort and support to the lumbar spine. It may be suitable for the symptomatic relieft of acute and chronic low back pain. Soft-good/semi-rigid designed to restrict motion through elastic or semi-rigid construction. | If you have skin disorders/injuries in the relevant part of the body, the product should be fitted and worn only after consultation with a medical professional.
11-0015-3-06060 | LUMBOSACRAL SUPPORT,M,BLK | BRACING & SUPPORTS | DONJOY | CER-DJO-011C-A | 0888912DJO000002745S | 00888912151856 | 41442 | Y060308 | DONJOY® BACK SUPPORT | 13-8430 | Support | The DonJoy Back Supports are designed to provide comfort and support to the lumbar spine. It may be suitable for the symptomatic relieft of acute and chronic low back pain. Soft-good/semi-rigid designed to restrict motion through elastic or semi-rigid construction. | If you have skin disorders/injuries in the relevant part of the body, the product should be fitted and worn only after consultation with a medical professional.
11-0015-4-06060 | LUMBOSACRAL SUPPORT,L,BLK | BRACING & SUPPORTS | DONJOY | CER-DJO-011C-A | 0888912DJO000002745S | 00888912012553 | 41442 | Y060308 | DONJOY® BACK SUPPORT | 13-8430 | Support | The DonJoy Back Supports are designed to provide comfort and support to the lumbar spine. It may be suitable for the symptomatic relieft of acute and chronic low back pain. Soft-good/semi-rigid designed to restrict motion through elastic or semi-rigid construction. | If you have skin disorders/injuries in the relevant part of the body, the product should be fitted and worn only after consultation with a medical professional.
11-0015-5-06060 | LUMBOSACRAL SUPPORT,XL,BLK | BRACING & SUPPORTS | DONJOY | CER-DJO-011C-A | 0888912DJO000002745S | 00888912012560 | 41442 | Y060308 | DONJOY® BACK SUPPORT | 13-8430 | Support | The DonJoy Back Supports are designed to provide comfort and support to the lumbar spine. It may be suitable for the symptomatic relieft of acute and chronic low back pain. Soft-good/semi-rigid designed to restrict motion through elastic or semi-rigid construction. | If you have skin disorders/injuries in the relevant part of the body, the product should be fitted and worn only after consultation with a medical professional.
11-0015-6-06060 | LUMBOSACRAL SUPPORT,XXL,BLK | BRACING & SUPPORTS | DONJOY | CER-DJO-011C-A | 0888912DJO000002745S | 00888912012577 | 41442 | Y060308 | DONJOY® BACK SUPPORT | 13-8430 | Support | The DonJoy Back Supports are designed to provide comfort and support to the lumbar spine. It may be suitable for the symptomatic relieft of acute and chronic low back pain. Soft-good/semi-rigid designed to restrict motion through elastic or semi-rigid construction. | If you have skin disorders/injuries in the relevant part of the body, the product should be fitted and worn only after consultation with a medical professional.
11-1562-2 | DONJOY LSO W/CHAIRBACK,8",S | BRACING & SUPPORTS | DONJOY | CER-DJO-011C-A | 0888912DJO000002565Q | 00888912006910 | 41442 | Y060308 | DONJOY® LSO WITH CHAIRBACK (8") BACK BRACE | 13-3606 | Support | The DonJoy Compression Back Brace is designed to provide comfort and support of the lumbar spine. It may be suitable for the symptomatic relief of acute and chronic low back pain. Soft-good/semi-rigid designed to restrict motion through elastic or semi-rigid construction. | Pregnancy and Circulation, Pulmonary, Cardiovascular or Skeletal conditions which have risk to be made worse as a result of compression and/or pressure.If you have skin disorders/injuries in the relevant part of the body, the product should be fitted and worn only after consultation with a medical professional.
11-1562-3 | DONJOY LSO W/CHAIRBACK,8",M | BRACING & SUPPORTS | DONJOY | CER-DJO-011C-A | 0888912DJO000002565Q | 00888912006927 | 41442 | Y060308 | DONJOY® LSO WITH CHAIRBACK (8") BACK BRACE | 13-3606 | Support | The DonJoy Compression Back Brace is designed to provide comfort and support of the lumbar spine. It may be suitable for the symptomatic relief of acute and chronic low back pain. Soft-good/semi-rigid designed to restrict motion through elastic or semi-rigid construction. | Pregnancy and Circulation, Pulmonary, Cardiovascular or Skeletal conditions which have risk to be made worse as a result of compression and/or pressure.If you have skin disorders/injuries in the relevant part of the body, the product should be fitted and worn only after consultation with a medical professional.
11-1562-4 | DONJOY LSO W/CHAIRBACK,8",L | BRACING & SUPPORTS | DONJOY | CER-DJO-011C-A | 0888912DJO000002565Q | 00888912006934 | 41442 | Y060308 | DONJOY® LSO WITH CHAIRBACK (8") BACK BRACE | 13-3606 | Support | The DonJoy Compression Back Brace is designed to provide comfort and support of the lumbar spine. It may be suitable for the symptomatic relief of acute and chronic low back pain. Soft-good/semi-rigid designed to restrict motion through elastic or semi-rigid construction. | Pregnancy and Circulation, Pulmonary, Cardiovascular or Skeletal conditions which have risk to be made worse as a result of compression and/or pressure.If you have skin disorders/injuries in the relevant part of the body, the product should be fitted and worn only after consultation with a medical professional.
11-1562-5 | DONJOY LSO W/CHAIRBACK,8",XL | BRACING & SUPPORTS | DONJOY | CER-DJO-011C-A | 0888912DJO000002565Q | 00888912006941 | 41442 | Y060308 | DONJOY® LSO WITH CHAIRBACK (8") BACK BRACE | 13-3606 | Support | The DonJoy Compression Back Brace is designed to provide comfort and support of the lumbar spine. It may be suitable for the symptomatic relief of acute and chronic low back pain. Soft-good/semi-rigid designed to restrict motion through elastic or semi-rigid construction. | Pregnancy and Circulation, Pulmonary, Cardiovascular or Skeletal conditions which have risk to be made worse as a result of compression and/or pressure.If you have skin disorders/injuries in the relevant part of the body, the product should be fitted and worn only after consultation with a medical professional.
11-1562-6 | DONJOY LSO W/CHAIRBACK,8",XXL | BRACING & SUPPORTS | DONJOY | CER-DJO-011C-A | 0888912DJO000002565Q | 00888912017725 | 41442 | Y060308 | DONJOY® LSO WITH CHAIRBACK (8") BACK BRACE | 13-3606 | Support | The DonJoy Compression Back Brace is designed to provide comfort and support of the lumbar spine. It may be suitable for the symptomatic relief of acute and chronic low back pain. Soft-good/semi-rigid designed to restrict motion through elastic or semi-rigid construction. | Pregnancy and Circulation, Pulmonary, Cardiovascular or Skeletal conditions which have risk to be made worse as a result of compression and/or pressure.If you have skin disorders/injuries in the relevant part of the body, the product should be fitted and worn only after consultation with a medical professional.
11-1562-7 | DONJOY LSO W/CHAIRBACK,8",XXXL | BRACING & SUPPORTS | DONJOY | CER-DJO-011C-A | 0888912DJO000002565Q | 00888912017732 | 41442 | Y060308 | DONJOY® LSO WITH CHAIRBACK (8") BACK BRACE | 13-3606 | Support | The DonJoy Compression Back Brace is designed to provide comfort and support of the lumbar spine. It may be suitable for the symptomatic relief of acute and chronic low back pain. Soft-good/semi-rigid designed to restrict motion through elastic or semi-rigid construction. | Pregnancy and Circulation, Pulmonary, Cardiovascular or Skeletal conditions which have risk to be made worse as a result of compression and/or pressure.If you have skin disorders/injuries in the relevant part of the body, the product should be fitted and worn only after consultation with a medical professional.
11-1563-2 | STANDARD CHAIRBACK,S | BRACING & SUPPORTS | DONJOY | CER-DJO-011C-A | 0888912DJO000002565Q | 00888912160155 | 34833 | Y060380 | DONJOY® LSO WITH CHAIRBACK (8") BACK BRACE | Spare Part | Spare part | Spare part | NA
11-1563-3 | STANDARD CHAIRBACK,M | BRACING & SUPPORTS | DONJOY | CER-DJO-011C-A | 0888912DJO000002565Q | 00888912154482 | 34833 | Y060380 | DONJOY® LSO WITH CHAIRBACK (8") BACK BRACE | Spare Part | Spare part | Spare part | NA
11-1568-2 | DONJOY REGULAR (10"), S | BRACING & SUPPORTS | DONJOY | CER-DJO-011C-A | 0888912DJO000002565Q | 00888912017749 | 33031 | Y060308 | DONJOY® LSO WITH CHAIRBACK (8") BACK BRACE | 13-3606 | Support | The DonJoy Compression Back Brace is designed to provide comfort and support of the lumbar spine. It may be suitable for the symptomatic relief of acute and chronic low back pain. Soft-good/semi-rigid designed to restrict motion through elastic or semi-rigid construction. | Pregnancy and Circulation, Pulmonary, Cardiovascular or Skeletal conditions which have risk to be made worse as a result of compression and/or pressure.If you have skin disorders/injuries in the relevant part of the body, the product should be fitted and worn only after consultation with a medical professional.
11-1568-3 | DONJOY REGULAR (10"), M | BRACING & SUPPORTS | DONJOY | CER-DJO-011C-A | 0888912DJO000002565Q | 00888912017756 | 33031 | Y060308 | DONJOY® LSO WITH CHAIRBACK (8") BACK BRACE | 13-3606 | Support | The DonJoy Compression Back Brace is designed to provide comfort and support of the lumbar spine. It may be suitable for the symptomatic relief of acute and chronic low back pain. Soft-good/semi-rigid designed to restrict motion through elastic or semi-rigid construction. | Pregnancy and Circulation, Pulmonary, Cardiovascular or Skeletal conditions which have risk to be made worse as a result of compression and/or pressure.If you have skin disorders/injuries in the relevant part of the body, the product should be fitted and worn only after consultation with a medical professional.
11-1568-4 | DONJOY REGULAR (10"), L | BRACING & SUPPORTS | DONJOY | CER-DJO-011C-A | 0888912DJO000002565Q | 00888912006958 | 33031 | Y060308 | DONJOY® LSO WITH CHAIRBACK (8") BACK BRACE | 13-3606 | Support | The DonJoy Compression Back Brace is designed to provide comfort and support of the lumbar spine. It may be suitable for the symptomatic relief of acute and chronic low back pain. Soft-good/semi-rigid designed to restrict motion through elastic or semi-rigid construction. | Pregnancy and Circulation, Pulmonary, Cardiovascular or Skeletal conditions which have risk to be made worse as a result of compression and/or pressure.If you have skin disorders/injuries in the relevant part of the body, the product should be fitted and worn only after consultation with a medical professional.
11-1568-5 | DONJOY REGULAR (10"), XL | BRACING & SUPPORTS | DONJOY | CER-DJO-011C-A | 0888912DJO000002565Q | 00888912006965 | 33031 | Y060308 | DONJOY® LSO WITH CHAIRBACK (8") BACK BRACE | 13-3606 | Support | The DonJoy Compression Back Brace is designed to provide comfort and support of the lumbar spine. It may be suitable for the symptomatic relief of acute and chronic low back pain. Soft-good/semi-rigid designed to restrict motion through elastic or semi-rigid construction. | Pregnancy and Circulation, Pulmonary, Cardiovascular or Skeletal conditions which have risk to be made worse as a result of compression and/or pressure.If you have skin disorders/injuries in the relevant part of the body, the product should be fitted and worn only after consultation with a medical professional.
11-1568-6 | DONJOY REGULAR (10"), XXL | BRACING & SUPPORTS | DONJOY | CER-DJO-011C-A | 0888912DJO000002565Q | 00888912006972 | 33031 | Y060308 | DONJOY® LSO WITH CHAIRBACK (8") BACK BRACE | 13-3606 | Support | The DonJoy Compression Back Brace is designed to provide comfort and support of the lumbar spine. It may be suitable for the symptomatic relief of acute and chronic low back pain. Soft-good/semi-rigid designed to restrict motion through elastic or semi-rigid construction. | Pregnancy and Circulation, Pulmonary, Cardiovascular or Skeletal conditions which have risk to be made worse as a result of compression and/or pressure.If you have skin disorders/injuries in the relevant part of the body, the product should be fitted and worn only after consultation with a medical professional.
11-1568-7 | DONJOY REGULAR (10"), XXXL | BRACING & SUPPORTS | DONJOY | CER-DJO-011C-A | 0888912DJO000002565Q | 00888912017763 | 33031 | Y060308 | DONJOY® LSO WITH CHAIRBACK (8") BACK BRACE | 13-3606 | Support | The DonJoy Compression Back Brace is designed to provide comfort and support of the lumbar spine. It may be suitable for the symptomatic relief of acute and chronic low back pain. Soft-good/semi-rigid designed to restrict motion through elastic or semi-rigid construction. | Pregnancy and Circulation, Pulmonary, Cardiovascular or Skeletal conditions which have risk to be made worse as a result of compression and/or pressure.If you have skin disorders/injuries in the relevant part of the body, the product should be fitted and worn only after consultation with a medical professional.
11-1569-2 | DONJOY LOW PROFILE (8"), S | BRACING & SUPPORTS | DONJOY | CER-DJO-011C-A | 0888912DJO000002565Q | 00888912006989 | 33031 | Y060308 | DONJOY® LSO WITH CHAIRBACK (8") BACK BRACE | 13-3606 | Support | The DonJoy Compression Back Brace is designed to provide comfort and support of the lumbar spine. It may be suitable for the symptomatic relief of acute and chronic low back pain. Soft-good/semi-rigid designed to restrict motion through elastic or semi-rigid construction. | Pregnancy and Circulation, Pulmonary, Cardiovascular or Skeletal conditions which have risk to be made worse as a result of compression and/or pressure.If you have skin disorders/injuries in the relevant part of the body, the product should be fitted and worn only after consultation with a medical professional.
11-1569-3 | DONJOY LOW PROFILE (8"), M | BRACING & SUPPORTS | DONJOY | CER-DJO-011C-A | 0888912DJO000002565Q | 00888912006996 | 33031 | Y060308 | DONJOY® LSO WITH CHAIRBACK (8") BACK BRACE | 13-3606 | Support | The DonJoy Compression Back Brace is designed to provide comfort and support of the lumbar spine. It may be suitable for the symptomatic relief of acute and chronic low back pain. Soft-good/semi-rigid designed to restrict motion through elastic or semi-rigid construction. | Pregnancy and Circulation, Pulmonary, Cardiovascular or Skeletal conditions which have risk to be made worse as a result of compression and/or pressure.If you have skin disorders/injuries in the relevant part of the body, the product should be fitted and worn only after consultation with a medical professional.
11-1569-4 | DONJOY LOW PROFILE (8"), L | BRACING & SUPPORTS | DONJOY | CER-DJO-011C-A | 0888912DJO000002565Q | 00888912007009 | 33031 | Y060308 | DONJOY® LSO WITH CHAIRBACK (8") BACK BRACE | 13-3606 | Support | The DonJoy Compression Back Brace is designed to provide comfort and support of the lumbar spine. It may be suitable for the symptomatic relief of acute and chronic low back pain. Soft-good/semi-rigid designed to restrict motion through elastic or semi-rigid construction. | Pregnancy and Circulation, Pulmonary, Cardiovascular or Skeletal conditions which have risk to be made worse as a result of compression and/or pressure.If you have skin disorders/injuries in the relevant part of the body, the product should be fitted and worn only after consultation with a medical professional.
11-1569-5 | DONJOY LOW PROFILE (8"), XL | BRACING & SUPPORTS | DONJOY | CER-DJO-011C-A | 0888912DJO000002565Q | 00888912017770 | 33031 | Y060308 | DONJOY® LSO WITH CHAIRBACK (8") BACK BRACE | 13-3606 | Support | The DonJoy Compression Back Brace is designed to provide comfort and support of the lumbar spine. It may be suitable for the symptomatic relief of acute and chronic low back pain. Soft-good/semi-rigid designed to restrict motion through elastic or semi-rigid construction. | Pregnancy and Circulation, Pulmonary, Cardiovascular or Skeletal conditions which have risk to be made worse as a result of compression and/or pressure.If you have skin disorders/injuries in the relevant part of the body, the product should be fitted and worn only after consultation with a medical professional.
11-1569-6 | DONJOY LOW PROFILE (8"), XXL | BRACING & SUPPORTS | DONJOY | CER-DJO-011C-A | 0888912DJO000002565Q | 00888912017787 | 33031 | Y060308 | DONJOY® LSO WITH CHAIRBACK (8") BACK BRACE | 13-3606 | Support | The DonJoy Compression Back Brace is designed to provide comfort and support of the lumbar spine. It may be suitable for the symptomatic relief of acute and chronic low back pain. Soft-good/semi-rigid designed to restrict motion through elastic or semi-rigid construction. | Pregnancy and Circulation, Pulmonary, Cardiovascular or Skeletal conditions which have risk to be made worse as a result of compression and/or pressure.If you have skin disorders/injuries in the relevant part of the body, the product should be fitted and worn only after consultation with a medical professional.
11-1569-7 | DONJOY LOW PROFILE (8"), XXXL | BRACING & SUPPORTS | DONJOY | CER-DJO-011C-A | 0888912DJO000002565Q | 00888912017794 | 33031 | Y060308 | DONJOY® LSO WITH CHAIRBACK (8") BACK BRACE | 13-3606 | Support | The DonJoy Compression Back Brace is designed to provide comfort and support of the lumbar spine. It may be suitable for the symptomatic relief of acute and chronic low back pain. Soft-good/semi-rigid designed to restrict motion through elastic or semi-rigid construction. | Pregnancy and Circulation, Pulmonary, Cardiovascular or Skeletal conditions which have risk to be made worse as a result of compression and/or pressure.If you have skin disorders/injuries in the relevant part of the body, the product should be fitted and worn only after consultation with a medical professional.
11-1570-2 | DONJOY LITE 9",S | BRACING & SUPPORTS | DONJOY | CER-DJO-011C-A | 0888912DJO000002625K | 00888912007016 | 33031 | Y060308 | DONJOY® LO LITE (9") BACK BRACE | 13-6291 | Support | The DonJoy Lite Compression Back Brace is designed to provide comfort and support of the lumbar spine. It may be suitable for the symptomatic relief of acute and chronic low back pain. Soft-good/semi-rigid designed to restrict motion through elastic or semi-rigid construction. | Pregnancy and Circulation, Pulmonary, Cardiovascular or Skeletal conditions which have risk to be made worse as a result of compression and/or pressure. If you have skin disorders/injuries in the relevant part of the body, the product should be fitted and worn only after consultation with a medical professional.
11-1570-3 | DONJOY LITE 9",M | BRACING & SUPPORTS | DONJOY | CER-DJO-011C-A | 0888912DJO000002625K | 00888912007023 | 33031 | Y060308 | DONJOY® LO LITE (9") BACK BRACE | 13-6291 | Support | The DonJoy Lite Compression Back Brace is designed to provide comfort and support of the lumbar spine. It may be suitable for the symptomatic relief of acute and chronic low back pain. Soft-good/semi-rigid designed to restrict motion through elastic or semi-rigid construction. | Pregnancy and Circulation, Pulmonary, Cardiovascular or Skeletal conditions which have risk to be made worse as a result of compression and/or pressure. If you have skin disorders/injuries in the relevant part of the body, the product should be fitted and worn only after consultation with a medical professional.
11-1570-4 | DONJOY LITE 9",L | BRACING & SUPPORTS | DONJOY | CER-DJO-011C-A | 0888912DJO000002625K | 00888912007030 | 33031 | Y060308 | DONJOY® LO LITE (9") BACK BRACE | 13-6291 | Support | The DonJoy Lite Compression Back Brace is designed to provide comfort and support of the lumbar spine. It may be suitable for the symptomatic relief of acute and chronic low back pain. Soft-good/semi-rigid designed to restrict motion through elastic or semi-rigid construction. | Pregnancy and Circulation, Pulmonary, Cardiovascular or Skeletal conditions which have risk to be made worse as a result of compression and/or pressure. If you have skin disorders/injuries in the relevant part of the body, the product should be fitted and worn only after consultation with a medical professional.
11-1570-5 | DONJOY LITE 9",XL | BRACING & SUPPORTS | DONJOY | CER-DJO-011C-A | 0888912DJO000002625K | 00888912007047 | 33031 | Y060308 | DONJOY® LO LITE (9") BACK BRACE | 13-6291 | Support | The DonJoy Lite Compression Back Brace is designed to provide comfort and support of the lumbar spine. It may be suitable for the symptomatic relief of acute and chronic low back pain. Soft-good/semi-rigid designed to restrict motion through elastic or semi-rigid construction. | Pregnancy and Circulation, Pulmonary, Cardiovascular or Skeletal conditions which have risk to be made worse as a result of compression and/or pressure. If you have skin disorders/injuries in the relevant part of the body, the product should be fitted and worn only after consultation with a medical professional.
11-1570-6 | DONJOY LITE 9",XXL | BRACING & SUPPORTS | DONJOY | CER-DJO-011C-A | 0888912DJO000002625K | 00888912007054 | 33031 | Y060308 | DONJOY® LO LITE (9") BACK BRACE | 13-6291 | Support | The DonJoy Lite Compression Back Brace is designed to provide comfort and support of the lumbar spine. It may be suitable for the symptomatic relief of acute and chronic low back pain. Soft-good/semi-rigid designed to restrict motion through elastic or semi-rigid construction. | Pregnancy and Circulation, Pulmonary, Cardiovascular or Skeletal conditions which have risk to be made worse as a result of compression and/or pressure. If you have skin disorders/injuries in the relevant part of the body, the product should be fitted and worn only after consultation with a medical professional.
11-1571-3 | DONJOY SI BELT, S/M | BRACING & SUPPORTS | DONJOY | CER-DJO-011C-A | 0888912DJO000002445H | 00888912007061 | 41025 | Y060308 | DONJOY® SI BELT | 13-2037 | Support | The DonJoy S.I Belt is designed to provide comfort and support to the sacroiliac (S.I.) joint. It may be suitable for the symptomatic relief of acute and chronic pain in the low back. Soft-good/semi-rigid designed to restrict motion through elastic or semi-rigid construction. | Circulation, pulmonary, Cardiovascular or skeletal conditions which have risk to be made worse as a result of compression and/ or pressure. If you have skin disorders/injuries in the relevant part of the body, the product should be fitted and worn only after consultation with a medical professional.
11-1571-4 | DONJOY SI BELT, L | BRACING & SUPPORTS | DONJOY | CER-DJO-011C-A | 0888912DJO000002445H | 00888912007078 | 41025 | Y060308 | DONJOY® SI BELT | 13-2037 | Support | The DonJoy S.I Belt is designed to provide comfort and support to the sacroiliac (S.I.) joint. It may be suitable for the symptomatic relief of acute and chronic pain in the low back. Soft-good/semi-rigid designed to restrict motion through elastic or semi-rigid construction. | Circulation, pulmonary, Cardiovascular or skeletal conditions which have risk to be made worse as a result of compression and/ or pressure. If you have skin disorders/injuries in the relevant part of the body, the product should be fitted and worn only after consultation with a medical professional.
11-1576-2 | DONJOY LSO PREMIUM PLUS, S | BRACING & SUPPORTS | DONJOY | CER-DJO-011C-A | 0888912DJO000002565Q | 00888912154857 | 41442 | Y060308 | DONJOY® LSO WITH CHAIRBACK (8") BACK BRACE | 13-3606 | Support | The DonJoy Compression Back Brace is designed to provide comfort and support of the lumbar spine. It may be suitable for the symptomatic relief of acute and chronic low back pain. Soft-good/semi-rigid designed to restrict motion through elastic or semi-rigid construction. | Pregnancy and Circulation, Pulmonary, Cardiovascular or Skeletal conditions which have risk to be made worse as a result of compression and/or pressure.If you have skin disorders/injuries in the relevant part of the body, the product should be fitted and worn only after consultation with a medical professional.
11-1576-3 | DONJOY LSO PREMIUM PLUS, M | BRACING & SUPPORTS | DONJOY | CER-DJO-011C-A | 0888912DJO000002565Q | 00888912156615 | 41442 | Y060308 | DONJOY® LSO WITH CHAIRBACK (8") BACK BRACE | 13-3606 | Support | The DonJoy Compression Back Brace is designed to provide comfort and support of the lumbar spine. It may be suitable for the symptomatic relief of acute and chronic low back pain. Soft-good/semi-rigid designed to restrict motion through elastic or semi-rigid construction. | Pregnancy and Circulation, Pulmonary, Cardiovascular or Skeletal conditions which have risk to be made worse as a result of compression and/or pressure.If you have skin disorders/injuries in the relevant part of the body, the product should be fitted and worn only after consultation with a medical professional.
11-1576-4 | DONJOY LSO PREMIUM PLUS, L | BRACING & SUPPORTS | DONJOY | CER-DJO-011C-A | 0888912DJO000002565Q | 00888912017800 | 41442 | Y060308 | DONJOY® LSO WITH CHAIRBACK (8") BACK BRACE | 13-3606 | Support | The DonJoy Compression Back Brace is designed to provide comfort and support of the lumbar spine. It may be suitable for the symptomatic relief of acute and chronic low back pain. Soft-good/semi-rigid designed to restrict motion through elastic or semi-rigid construction. | Pregnancy and Circulation, Pulmonary, Cardiovascular or Skeletal conditions which have risk to be made worse as a result of compression and/or pressure.If you have skin disorders/injuries in the relevant part of the body, the product should be fitted and worn only after consultation with a medical professional.
11-1576-5 | DONJOY LSO PREMIUM PLUS, XL | BRACING & SUPPORTS | DONJOY | CER-DJO-011C-A | 0888912DJO000002565Q | 00888912017817 | 41442 | Y060308 | DONJOY® LSO WITH CHAIRBACK (8") BACK BRACE | 13-3606 | Support | The DonJoy Compression Back Brace is designed to provide comfort and support of the lumbar spine. It may be suitable for the symptomatic relief of acute and chronic low back pain. Soft-good/semi-rigid designed to restrict motion through elastic or semi-rigid construction. | Pregnancy and Circulation, Pulmonary, Cardiovascular or Skeletal conditions which have risk to be made worse as a result of compression and/or pressure.If you have skin disorders/injuries in the relevant part of the body, the product should be fitted and worn only after consultation with a medical professional.
11-1576-6 | DONJOY LSO PREMIUM PLUS, XXL | BRACING & SUPPORTS | DONJOY | CER-DJO-011C-A | 0888912DJO000002565Q | 00888912017824 | 41442 | Y060308 | DONJOY® LSO WITH CHAIRBACK (8") BACK BRACE | 13-3606 | Support | The DonJoy Compression Back Brace is designed to provide comfort and support of the lumbar spine. It may be suitable for the symptomatic relief of acute and chronic low back pain. Soft-good/semi-rigid designed to restrict motion through elastic or semi-rigid construction. | Pregnancy and Circulation, Pulmonary, Cardiovascular or Skeletal conditions which have risk to be made worse as a result of compression and/or pressure.If you have skin disorders/injuries in the relevant part of the body, the product should be fitted and worn only after consultation with a medical professional.
11-1585-2 | DONJOY BACK BRACE II TLSO, S | BRACING & SUPPORTS | DONJOY | CER-DJO-011C-A | 0888912DJO000002355G | 00888912217873 | 33031 | Y060309 | DONJOY® TLSO II | 13-0683 | Support | The DonJoy Back Brace II TLSO is designed to provide comfort and postural support to the spine. This brace can be utilised for pre- and post-surgical care. It may be suitable for a variety of abnormalities of the thoracic spine and the symptomatic relief of acute and chronic back pain. Soft-good/semi-rigid designed to restrict motion through elastic or semi-rigid construction. | Pregnancy and Circulation, pulmonary, cardiovascular or skeletal conditions which pose risk to be made worse as a result of compression of the abdomen and/or pressure. If you have skin disorders/injuries in the relevant part of the body, the product should be fitted and worn only after consultation with a medical professional. Do not use if you are allergic to any of the materials contained within this product.
11-1585-3 | DONJOY BACK BRACE II TLSO, M | BRACING & SUPPORTS | DONJOY | CER-DJO-011C-A | 0888912DJO000002355G | 00888912217880 | 33031 | Y060309 | DONJOY® TLSO II | 13-0683 | Support | The DonJoy Back Brace II TLSO is designed to provide comfort and postural support to the spine. This brace can be utilised for pre- and post-surgical care. It may be suitable for a variety of abnormalities of the thoracic spine and the symptomatic relief of acute and chronic back pain. Soft-good/semi-rigid designed to restrict motion through elastic or semi-rigid construction. | Pregnancy and Circulation, pulmonary, cardiovascular or skeletal conditions which pose risk to be made worse as a result of compression of the abdomen and/or pressure. If you have skin disorders/injuries in the relevant part of the body, the product should be fitted and worn only after consultation with a medical professional. Do not use if you are allergic to any of the materials contained within this product.
11-1585-4 | DONJOY BACK BRACE II TLSO, L | BRACING & SUPPORTS | DONJOY | CER-DJO-011C-A | 0888912DJO000002355G | 00888912217897 | 33031 | Y060309 | DONJOY® TLSO II | 13-0683 | Support | The DonJoy Back Brace II TLSO is designed to provide comfort and postural support to the spine. This brace can be utilised for pre- and post-surgical care. It may be suitable for a variety of abnormalities of the thoracic spine and the symptomatic relief of acute and chronic back pain. Soft-good/semi-rigid designed to restrict motion through elastic or semi-rigid construction. | Pregnancy and Circulation, pulmonary, cardiovascular or skeletal conditions which pose risk to be made worse as a result of compression of the abdomen and/or pressure. If you have skin disorders/injuries in the relevant part of the body, the product should be fitted and worn only after consultation with a medical professional. Do not use if you are allergic to any of the materials contained within this product.
11-1585-5 | DONJOY BACK BRACE II TLSO, XL | BRACING & SUPPORTS | DONJOY | CER-DJO-011C-A | 0888912DJO000002355G | 00888912217903 | 33031 | Y060309 | DONJOY® TLSO II | 13-0683 | Support | The DonJoy Back Brace II TLSO is designed to provide comfort and postural support to the spine. This brace can be utilised for pre- and post-surgical care. It may be suitable for a variety of abnormalities of the thoracic spine and the symptomatic relief of acute and chronic back pain. Soft-good/semi-rigid designed to restrict motion through elastic or semi-rigid construction. | Pregnancy and Circulation, pulmonary, cardiovascular or skeletal conditions which pose risk to be made worse as a result of compression of the abdomen and/or pressure. If you have skin disorders/injuries in the relevant part of the body, the product should be fitted and worn only after consultation with a medical professional. Do not use if you are allergic to any of the materials contained within this product.
11-1585-6 | DONJOY BACK BRACE II TLSO, XXL | BRACING & SUPPORTS | DONJOY | CER-DJO-011C-A | 0888912DJO000002355G | 00888912217910 | 33031 | Y060309 | DONJOY® TLSO II | 13-0683 | Support | The DonJoy Back Brace II TLSO is designed to provide comfort and postural support to the spine. This brace can be utilised for pre- and post-surgical care. It may be suitable for a variety of abnormalities of the thoracic spine and the symptomatic relief of acute and chronic back pain. Soft-good/semi-rigid designed to restrict motion through elastic or semi-rigid construction. | Pregnancy and Circulation, pulmonary, cardiovascular or skeletal conditions which pose risk to be made worse as a result of compression of the abdomen and/or pressure. If you have skin disorders/injuries in the relevant part of the body, the product should be fitted and worn only after consultation with a medical professional. Do not use if you are allergic to any of the materials contained within this product.
11-1586-1 | DONJOY BACK BRACE II POSTURAL EXTENSION, S/M | BRACING & SUPPORTS | DONJOY | CER-DJO-011C-A | 0888912DJO000002345E | 00888912217927 | 33031 | Y060306 | DonJoy® Back Brace II Postural Extension Brace | 13-0682 | Support | The DonJoy Back Brace II Postural Extension Brace is designed to provide comfort and support to the spine.This brace can be utilised for pre- and post-surgical care. It may be suitable for a variety of abnormalities of the thoracic spine and the symptomatic relief of acute and chronic back pain. Soft-good/semi-rigid designed to restrict motion through elastic or semi-rigid construction. | Pregnancy and Circulation, pulmonary, cardiovascular or skeletal conditions which pose risk to be made worse as a result of compression of the abdomen and/or pressure. If you have skin disorders/injuries in the relevant part of the body, the product should be fitted and worn only after consultation with a medical professional. Do not use if you are allergic to any of the materials contained within this product.
11-1586-2 | DONJOY BACK BRACE II POSTURAL EXTENSION, L/XL | BRACING & SUPPORTS | DONJOY | CER-DJO-011C-A | 0888912DJO000002345E | 00888912217934 | 33031 | Y060306 | DonJoy® Back Brace II Postural Extension Brace | 13-0682 | Support | The DonJoy Back Brace II Postural Extension Brace is designed to provide comfort and support to the spine.This brace can be utilised for pre- and post-surgical care. It may be suitable for a variety of abnormalities of the thoracic spine and the symptomatic relief of acute and chronic back pain. Soft-good/semi-rigid designed to restrict motion through elastic or semi-rigid construction. | Pregnancy and Circulation, pulmonary, cardiovascular or skeletal conditions which pose risk to be made worse as a result of compression of the abdomen and/or pressure. If you have skin disorders/injuries in the relevant part of the body, the product should be fitted and worn only after consultation with a medical professional. Do not use if you are allergic to any of the materials contained within this product.
12-8692 | PLASTIC PLATE 28x57CM FOR LUMBAR SUPPORT | BRACING & SUPPORTS | DONJOY | CER-DJO-011C-A | 0888912DJO000002675V | 00888912231459 | 41442 | Y060380 | DONJOY® Lumboforce® | Spare Part | Spare part | Spare part | NA
25-0026 | ACCESSORY PELOTTE FOR ERNISTRAP | BRACING & SUPPORTS | DONJOY | CER-DJO-011C-A | 0888912DJO0000028865 | 00190446315209 | 35409 | Y060380 | Softgoods Accessories | Accessory | Accessory | Accessory | NA
25-9881 | SILICONE LUMBOFORCE BACK INSERT | BRACING & SUPPORTS | DONJOY | CER-DJO-011C-A | 0888912DJO0000028865 | 00888912288422 | 33031 | Y060380 | Softgoods Accessories | Accessory | Accessory | Accessory | NA
79-82502 | SAC LUMB W/COMPRESSION ST, XS | BRACING & SUPPORTS | PROCARE | CER-DJO-011C-A | 0888912DJO000002415B | 00888912029926 | 41442 | Y060308 | PROCARE® PREMIUM PANEL ELASTIC BINDER | 13-1361-0-00000 | Support | Back Supports: to provide comfort and support to the lumbar spine. It may be suitable for the symptomatic relieft of acute and chronic low back pain. Abdominal Support: to provide comfort and support to the abdomen post-operatively. It may be suitable for strains or muscle weakness of the abdominal area. Rib belts: to provide comfort and support to the rib area. Soft-good/semi-rigid designed to restrict motion through elastic or semi-rigid construction. | If you have skin disorders/injuries in the relevant part of the body, the product should be fitted and worn only after consultation with a medical professional. Do not use if you are allergic to any of the materials contained within this product
79-82503 | SAC LUMB W/COMPRESSION ST,S | BRACING & SUPPORTS | PROCARE | CER-DJO-011C-A | 0888912DJO000002415B | 00888912029933 | 41442 | Y060308 | PROCARE® PREMIUM PANEL ELASTIC BINDER | 13-1361-0-00000 | Support | Back Supports: to provide comfort and support to the lumbar spine. It may be suitable for the symptomatic relieft of acute and chronic low back pain. Abdominal Support: to provide comfort and support to the abdomen post-operatively. It may be suitable for strains or muscle weakness of the abdominal area. Rib belts: to provide comfort and support to the rib area. Soft-good/semi-rigid designed to restrict motion through elastic or semi-rigid construction. | If you have skin disorders/injuries in the relevant part of the body, the product should be fitted and worn only after consultation with a medical professional. Do not use if you are allergic to any of the materials contained within this product
79-82505 | SAC LUMB W/COMPRESSION ST,M | BRACING & SUPPORTS | PROCARE | CER-DJO-011C-A | 0888912DJO000002415B | 00888912029940 | 41442 | Y060308 | PROCARE® PREMIUM PANEL ELASTIC BINDER | 13-1361-0-00000 | Support | Back Supports: to provide comfort and support to the lumbar spine. It may be suitable for the symptomatic relieft of acute and chronic low back pain. Abdominal Support: to provide comfort and support to the abdomen post-operatively. It may be suitable for strains or muscle weakness of the abdominal area. Rib belts: to provide comfort and support to the rib area. Soft-good/semi-rigid designed to restrict motion through elastic or semi-rigid construction. | If you have skin disorders/injuries in the relevant part of the body, the product should be fitted and worn only after consultation with a medical professional. Do not use if you are allergic to any of the materials contained within this product
79-82507 | SAC LUMB W/COMPRESSION ST,L | BRACING & SUPPORTS | PROCARE | CER-DJO-011C-A | 0888912DJO000002415B | 00888912029957 | 41442 | Y060308 | PROCARE® PREMIUM PANEL ELASTIC BINDER | 13-1361-0-00000 | Support | Back Supports: to provide comfort and support to the lumbar spine. It may be suitable for the symptomatic relieft of acute and chronic low back pain. Abdominal Support: to provide comfort and support to the abdomen post-operatively. It may be suitable for strains or muscle weakness of the abdominal area. Rib belts: to provide comfort and support to the rib area. Soft-good/semi-rigid designed to restrict motion through elastic or semi-rigid construction. | If you have skin disorders/injuries in the relevant part of the body, the product should be fitted and worn only after consultation with a medical professional. Do not use if you are allergic to any of the materials contained within this product
79-82508 | SAC LUMB W/COMPRESSION ST,XL | BRACING & SUPPORTS | PROCARE | CER-DJO-011C-A | 0888912DJO000002415B | 00888912029964 | 41442 | Y060308 | PROCARE® PREMIUM PANEL ELASTIC BINDER | 13-1361-0-00000 | Support | Back Supports: to provide comfort and support to the lumbar spine. It may be suitable for the symptomatic relieft of acute and chronic low back pain. Abdominal Support: to provide comfort and support to the abdomen post-operatively. It may be suitable for strains or muscle weakness of the abdominal area. Rib belts: to provide comfort and support to the rib area. Soft-good/semi-rigid designed to restrict motion through elastic or semi-rigid construction. | If you have skin disorders/injuries in the relevant part of the body, the product should be fitted and worn only after consultation with a medical professional. Do not use if you are allergic to any of the materials contained within this product
79-82509 | SAC LUMB W/COMPRESSION,ST,XXL | BRACING & SUPPORTS | PROCARE | CER-DJO-011C-A | 0888912DJO000002415B | 00888912029971 | 41442 | Y060308 | PROCARE® PREMIUM PANEL ELASTIC BINDER | 13-1361-0-00000 | Support | Back Supports: to provide comfort and support to the lumbar spine. It may be suitable for the symptomatic relieft of acute and chronic low back pain. Abdominal Support: to provide comfort and support to the abdomen post-operatively. It may be suitable for strains or muscle weakness of the abdominal area. Rib belts: to provide comfort and support to the rib area. Soft-good/semi-rigid designed to restrict motion through elastic or semi-rigid construction. | If you have skin disorders/injuries in the relevant part of the body, the product should be fitted and worn only after consultation with a medical professional. Do not use if you are allergic to any of the materials contained within this product
79-82509-10 | SAC LUM W/COMPRESS.STRAP XXXL | BRACING & SUPPORTS | PROCARE | CER-DJO-011C-A | 0888912DJO000002415B | 00888912029988 | 41442 | Y060308 | PROCARE® PREMIUM PANEL ELASTIC BINDER | 13-1361-0-00000 | Support | Back Supports: to provide comfort and support to the lumbar spine. It may be suitable for the symptomatic relieft of acute and chronic low back pain. Abdominal Support: to provide comfort and support to the abdomen post-operatively. It may be suitable for strains or muscle weakness of the abdominal area. Rib belts: to provide comfort and support to the rib area. Soft-good/semi-rigid designed to restrict motion through elastic or semi-rigid construction. | If you have skin disorders/injuries in the relevant part of the body, the product should be fitted and worn only after consultation with a medical professional. Do not use if you are allergic to any of the materials contained within this product
79-82509-11 | SAC LUM W/COMPRESS.STRAP XXXXL | BRACING & SUPPORTS | PROCARE | CER-DJO-011C-A | 0888912DJO000002415B | 00888912029995 | 41442 | Y060308 | PROCARE® PREMIUM PANEL ELASTIC BINDER | 13-1361-0-00000 | Support | Back Supports: to provide comfort and support to the lumbar spine. It may be suitable for the symptomatic relieft of acute and chronic low back pain. Abdominal Support: to provide comfort and support to the abdomen post-operatively. It may be suitable for strains or muscle weakness of the abdominal area. Rib belts: to provide comfort and support to the rib area. Soft-good/semi-rigid designed to restrict motion through elastic or semi-rigid construction. | If you have skin disorders/injuries in the relevant part of the body, the product should be fitted and worn only after consultation with a medical professional. Do not use if you are allergic to any of the materials contained within this product
79-83003 | FORM FIT CERVICAL COLLAR,S | BRACING & SUPPORTS | PROCARE | CER-DJO-011C-B | 0888912DJO0000024059 | 00888912030533 | 41039 | Y060312 | PROCARE® FORM FIT CERVICAL COLLAR | 13-1338-0-00000 | Support | The Procare Cervical Collar is designed to help support the cervical spine in a neutral position. May be suitable for the symptomatic relief of pain and stiffness associated with cervical sprains and strains or post-operative rehabilitation. Soft-good designed to restrict motion through elastic construction. | If you have skin disorders/injuries in the relevant part of the body, the product should be fitted and worn only after consultation with a medical professional.
79-83004 | FORM FIT CERVICAL COLLAR,SM/LONG | BRACING & SUPPORTS | PROCARE | CER-DJO-011C-B | 0888912DJO0000024059 | 00888912030540 | 41039 | Y060312 | PROCARE® FORM FIT CERVICAL COLLAR | 13-1338-0-00000 | Support | The Procare Cervical Collar is designed to help support the cervical spine in a neutral position. May be suitable for the symptomatic relief of pain and stiffness associated with cervical sprains and strains or post-operative rehabilitation. Soft-good designed to restrict motion through elastic construction. | If you have skin disorders/injuries in the relevant part of the body, the product should be fitted and worn only after consultation with a medical professional.
79-83005 | FORM FIT CERVICAL COLLAR,M | BRACING & SUPPORTS | PROCARE | CER-DJO-011C-B | 0888912DJO0000024059 | 00888912030557 | 41039 | Y060312 | PROCARE® FORM FIT CERVICAL COLLAR | 13-1338-0-00000 | Support | The Procare Cervical Collar is designed to help support the cervical spine in a neutral position. May be suitable for the symptomatic relief of pain and stiffness associated with cervical sprains and strains or post-operative rehabilitation. Soft-good designed to restrict motion through elastic construction. | If you have skin disorders/injuries in the relevant part of the body, the product should be fitted and worn only after consultation with a medical professional.
79-83006 | FORM FIT CERVICAL COLLAR,M/LONG | BRACING & SUPPORTS | PROCARE | CER-DJO-011C-B | 0888912DJO0000024059 | 00888912030564 | 41039 | Y060312 | PROCARE® FORM FIT CERVICAL COLLAR | 13-1338-0-00000 | Support | The Procare Cervical Collar is designed to help support the cervical spine in a neutral position. May be suitable for the symptomatic relief of pain and stiffness associated with cervical sprains and strains or post-operative rehabilitation. Soft-good designed to restrict motion through elastic construction. | If you have skin disorders/injuries in the relevant part of the body, the product should be fitted and worn only after consultation with a medical professional.
79-83007 | FORM FIT CERVICAL COLLAR,L | BRACING & SUPPORTS | PROCARE | CER-DJO-011C-B | 0888912DJO0000024059 | 00888912030571 | 41039 | Y060312 | PROCARE® FORM FIT CERVICAL COLLAR | 13-1338-0-00000 | Support | The Procare Cervical Collar is designed to help support the cervical spine in a neutral position. May be suitable for the symptomatic relief of pain and stiffness associated with cervical sprains and strains or post-operative rehabilitation. Soft-good designed to restrict motion through elastic construction. | If you have skin disorders/injuries in the relevant part of the body, the product should be fitted and worn only after consultation with a medical professional.
79-83008 | FORM FIT CERVICAL COLLAR,XL | BRACING & SUPPORTS | PROCARE | CER-DJO-011C-B | 0888912DJO0000024059 | 00888912030588 | 41039 | Y060312 | PROCARE® FORM FIT CERVICAL COLLAR | 13-1338-0-00000 | Support | The Procare Cervical Collar is designed to help support the cervical spine in a neutral position. May be suitable for the symptomatic relief of pain and stiffness associated with cervical sprains and strains or post-operative rehabilitation. Soft-good designed to restrict motion through elastic construction. | If you have skin disorders/injuries in the relevant part of the body, the product should be fitted and worn only after consultation with a medical professional.
79-83011 | FORM FIT CERVICAL COLLAR, XXS | BRACING & SUPPORTS | PROCARE | CER-DJO-011C-B | 0888912DJO0000024059 | 00888912030618 | 41039 | Y060312 | PROCARE® FORM FIT CERVICAL COLLAR | 13-1338-0-00000 | Support | The Procare Cervical Collar is designed to help support the cervical spine in a neutral position. May be suitable for the symptomatic relief of pain and stiffness associated with cervical sprains and strains or post-operative rehabilitation. Soft-good designed to restrict motion through elastic construction. | If you have skin disorders/injuries in the relevant part of the body, the product should be fitted and worn only after consultation with a medical professional.
79-83012 | FORM FIT CERVICAL COLL (XS) | BRACING & SUPPORTS | PROCARE | CER-DJO-011C-B | 0888912DJO0000024059 | 00888912030625 | 41039 | Y060312 | PROCARE® FORM FIT CERVICAL COLLAR | 13-1338-0-00000 | Support | The Procare Cervical Collar is designed to help support the cervical spine in a neutral position. May be suitable for the symptomatic relief of pain and stiffness associated with cervical sprains and strains or post-operative rehabilitation. Soft-good designed to restrict motion through elastic construction. | If you have skin disorders/injuries in the relevant part of the body, the product should be fitted and worn only after consultation with a medical professional.
79-83013 | FORM FIT CERVICAL COLL (S) | BRACING & SUPPORTS | PROCARE | CER-DJO-011C-B | 0888912DJO0000024059 | 00888912030632 | 41039 | Y060312 | PROCARE® FORM FIT CERVICAL COLLAR | 13-1338-0-00000 | Support | The Procare Cervical Collar is designed to help support the cervical spine in a neutral position. May be suitable for the symptomatic relief of pain and stiffness associated with cervical sprains and strains or post-operative rehabilitation. Soft-good designed to restrict motion through elastic construction. | If you have skin disorders/injuries in the relevant part of the body, the product should be fitted and worn only after consultation with a medical professional.
79-83014 | FORM FIT CERV COLL (SM/LONG) | BRACING & SUPPORTS | PROCARE | CER-DJO-011C-B | 0888912DJO0000024059 | 00888912030649 | 41039 | Y060312 | PROCARE® FORM FIT CERVICAL COLLAR | 13-1338-0-00000 | Support | The Procare Cervical Collar is designed to help support the cervical spine in a neutral position. May be suitable for the symptomatic relief of pain and stiffness associated with cervical sprains and strains or post-operative rehabilitation. Soft-good designed to restrict motion through elastic construction. | If you have skin disorders/injuries in the relevant part of the body, the product should be fitted and worn only after consultation with a medical professional.
79-83015 | FORM FIT CERVICAL COLL (M) | BRACING & SUPPORTS | PROCARE | CER-DJO-011C-B | 0888912DJO0000024059 | 00888912030656 | 41039 | Y060312 | PROCARE® FORM FIT CERVICAL COLLAR | 13-1338-0-00000 | Support | The Procare Cervical Collar is designed to help support the cervical spine in a neutral position. May be suitable for the symptomatic relief of pain and stiffness associated with cervical sprains and strains or post-operative rehabilitation. Soft-good designed to restrict motion through elastic construction. | If you have skin disorders/injuries in the relevant part of the body, the product should be fitted and worn only after consultation with a medical professional.
79-83016 | FORM FIT CERV COLL (M-LONG) | BRACING & SUPPORTS | PROCARE | CER-DJO-011C-B | 0888912DJO0000024059 | 00888912030663 | 41039 | Y060312 | PROCARE® FORM FIT CERVICAL COLLAR | 13-1338-0-00000 | Support | The Procare Cervical Collar is designed to help support the cervical spine in a neutral position. May be suitable for the symptomatic relief of pain and stiffness associated with cervical sprains and strains or post-operative rehabilitation. Soft-good designed to restrict motion through elastic construction. | If you have skin disorders/injuries in the relevant part of the body, the product should be fitted and worn only after consultation with a medical professional.
79-83017 | FORM FIT CERVICAL COLLAR (L) | BRACING & SUPPORTS | PROCARE | CER-DJO-011C-B | 0888912DJO0000024059 | 00888912030670 | 41039 | Y060312 | PROCARE® FORM FIT CERVICAL COLLAR | 13-1338-0-00000 | Support | The Procare Cervical Collar is designed to help support the cervical spine in a neutral position. May be suitable for the symptomatic relief of pain and stiffness associated with cervical sprains and strains or post-operative rehabilitation. Soft-good designed to restrict motion through elastic construction. | If you have skin disorders/injuries in the relevant part of the body, the product should be fitted and worn only after consultation with a medical professional.
79-83018 | FORM FIT CERV COLL (XL) | BRACING & SUPPORTS | PROCARE | CER-DJO-011C-B | 0888912DJO0000024059 | 00888912030687 | 41039 | Y060312 | PROCARE® FORM FIT CERVICAL COLLAR | 13-1338-0-00000 | Support | The Procare Cervical Collar is designed to help support the cervical spine in a neutral position. May be suitable for the symptomatic relief of pain and stiffness associated with cervical sprains and strains or post-operative rehabilitation. Soft-good designed to restrict motion through elastic construction. | If you have skin disorders/injuries in the relevant part of the body, the product should be fitted and worn only after consultation with a medical professional.
79-83019 | FORM FIT,CERV COLL,(X-LNG,NAR) | BRACING & SUPPORTS | PROCARE | CER-DJO-011C-B | 0888912DJO0000024059 | 00888912030694 | 41039 | Y060312 | PROCARE® FORM FIT CERVICAL COLLAR | 13-1338-0-00000 | Support | The Procare Cervical Collar is designed to help support the cervical spine in a neutral position. May be suitable for the symptomatic relief of pain and stiffness associated with cervical sprains and strains or post-operative rehabilitation. Soft-good designed to restrict motion through elastic construction. | If you have skin disorders/injuries in the relevant part of the body, the product should be fitted and worn only after consultation with a medical professional.
79-83122 | CALIF TRACH. COLLAR,2 1/4,XS | BRACING & SUPPORTS | PROCARE | CER-DJO-011C-A | 0888912DJO000002335C | 00888912031035 | 41039 | Y060312 | PROCARE® CALIFORNIA TRACHEOTOMY COLLAR | 13-0411 | Immobilization | The California Trach cervical collar is designed to stabilize and relieve the cervical spine and may be suitable for the symptomatic relief of pain and stiffness in the cervical spine area following patient trauma or injury. It may help to minimize neck pain and discomfort. For further details please consult your prescribing physician. Providing immobilization or controlled movement of the limb or body segment. | Do not use if you are allergic to any of the materials contained within this product.
79-83123 | CALIF TRACH. COLLAR,2 1/4,S | BRACING & SUPPORTS | PROCARE | CER-DJO-011C-A | 0888912DJO000002335C | 00888912031042 | 41039 | Y060312 | PROCARE® CALIFORNIA TRACHEOTOMY COLLAR | 13-0411 | Immobilization | The California Trach cervical collar is designed to stabilize and relieve the cervical spine and may be suitable for the symptomatic relief of pain and stiffness in the cervical spine area following patient trauma or injury. It may help to minimize neck pain and discomfort. For further details please consult your prescribing physician. Providing immobilization or controlled movement of the limb or body segment. | Do not use if you are allergic to any of the materials contained within this product.
79-83125 | CALIF TRACH. COLLAR,2 1/4,M | BRACING & SUPPORTS | PROCARE | CER-DJO-011C-A | 0888912DJO000002335C | 00888912031059 | 41039 | Y060312 | PROCARE® CALIFORNIA TRACHEOTOMY COLLAR | 13-0411 | Immobilization | The California Trach cervical collar is designed to stabilize and relieve the cervical spine and may be suitable for the symptomatic relief of pain and stiffness in the cervical spine area following patient trauma or injury. It may help to minimize neck pain and discomfort. For further details please consult your prescribing physician. Providing immobilization or controlled movement of the limb or body segment. | Do not use if you are allergic to any of the materials contained within this product.
79-83127 | CALIF TRACH. COLLAR,2 1/4,L | BRACING & SUPPORTS | PROCARE | CER-DJO-011C-A | 0888912DJO000002335C | 00888912031066 | 41039 | Y060312 | PROCARE® CALIFORNIA TRACHEOTOMY COLLAR | 13-0411 | Immobilization | The California Trach cervical collar is designed to stabilize and relieve the cervical spine and may be suitable for the symptomatic relief of pain and stiffness in the cervical spine area following patient trauma or injury. It may help to minimize neck pain and discomfort. For further details please consult your prescribing physician. Providing immobilization or controlled movement of the limb or body segment. | Do not use if you are allergic to any of the materials contained within this product.
79-83130 | ONE PIECE CERVICAL COLLAR, PEDIATRIC | BRACING & SUPPORTS | PROCARE | CER-DJO-011C-B | 0888912DJO000002635M | 00888912031073 | 41039 | Y060312 | PROCARE® ONE PIECE CERVICAL COLLAR | 13-6296 | Immobilization | The Procare One Piece cervical collar is designed to stabilize and relieve the cervical spine and may be suitable for the symptomatic relief of pain and stiffness in the cervical spine area following patient trauma or injury. It may help to minimize neck pain and discomfort. For further details please consult your prescribing physician. Providing immobilization or controlled movement of the limb or body segment. | Do not use if you are allergic to any of the materials contained within this product.
79-83131 | ONE PIECE CERVICAL COLLAR, ADULT | BRACING & SUPPORTS | PROCARE | CER-DJO-011C-B | 0888912DJO000002635M | 00888912009645 | 41039 | Y060312 | PROCARE® ONE PIECE CERVICAL COLLAR | 13-6296 | Immobilization | The Procare One Piece cervical collar is designed to stabilize and relieve the cervical spine and may be suitable for the symptomatic relief of pain and stiffness in the cervical spine area following patient trauma or injury. It may help to minimize neck pain and discomfort. For further details please consult your prescribing physician. Providing immobilization or controlled movement of the limb or body segment. | Do not use if you are allergic to any of the materials contained within this product.
79-83133 | CALIF TRACH. COLLAR,3 1/4,S | BRACING & SUPPORTS | PROCARE | CER-DJO-011C-A | 0888912DJO000002335C | 00888912031080 | 41039 | Y060312 | PROCARE® CALIFORNIA TRACHEOTOMY COLLAR | 13-0411 | Immobilization | The California Trach cervical collar is designed to stabilize and relieve the cervical spine and may be suitable for the symptomatic relief of pain and stiffness in the cervical spine area following patient trauma or injury. It may help to minimize neck pain and discomfort. For further details please consult your prescribing physician. Providing immobilization or controlled movement of the limb or body segment. | Do not use if you are allergic to any of the materials contained within this product.
79-83135 | CALIF TRACH. COLLAR,3 1/4,M | BRACING & SUPPORTS | PROCARE | CER-DJO-011C-A | 0888912DJO000002335C | 00888912031097 | 41039 | Y060312 | PROCARE® CALIFORNIA TRACHEOTOMY COLLAR | 13-0411 | Immobilization | The California Trach cervical collar is designed to stabilize and relieve the cervical spine and may be suitable for the symptomatic relief of pain and stiffness in the cervical spine area following patient trauma or injury. It may help to minimize neck pain and discomfort. For further details please consult your prescribing physician. Providing immobilization or controlled movement of the limb or body segment. | Do not use if you are allergic to any of the materials contained within this product.
79-83137 | CALIF TRACH. COLLAR,3 1/4,L | BRACING & SUPPORTS | PROCARE | CER-DJO-011C-A | 0888912DJO000002335C | 00888912031103 | 41039 | Y060312 | PROCARE® CALIFORNIA TRACHEOTOMY COLLAR | 13-0411 | Immobilization | The California Trach cervical collar is designed to stabilize and relieve the cervical spine and may be suitable for the symptomatic relief of pain and stiffness in the cervical spine area following patient trauma or injury. It may help to minimize neck pain and discomfort. For further details please consult your prescribing physician. Providing immobilization or controlled movement of the limb or body segment. | Do not use if you are allergic to any of the materials contained within this product.
79-83143 | CALIF TRACH. COLLAR,4 1/4,S | BRACING & SUPPORTS | PROCARE | CER-DJO-011C-A | 0888912DJO000002335C | 00888912031110 | 41039 | Y060312 | PROCARE® CALIFORNIA TRACHEOTOMY COLLAR | 13-0411 | Immobilization | The California Trach cervical collar is designed to stabilize and relieve the cervical spine and may be suitable for the symptomatic relief of pain and stiffness in the cervical spine area following patient trauma or injury. It may help to minimize neck pain and discomfort. For further details please consult your prescribing physician. Providing immobilization or controlled movement of the limb or body segment. | Do not use if you are allergic to any of the materials contained within this product.
79-83145 | CALIF TRACH. COLLAR,4 1/4,M | BRACING & SUPPORTS | PROCARE | CER-DJO-011C-A | 0888912DJO000002335C | 00888912031127 | 41039 | Y060312 | PROCARE® CALIFORNIA TRACHEOTOMY COLLAR | 13-0411 | Immobilization | The California Trach cervical collar is designed to stabilize and relieve the cervical spine and may be suitable for the symptomatic relief of pain and stiffness in the cervical spine area following patient trauma or injury. It may help to minimize neck pain and discomfort. For further details please consult your prescribing physician. Providing immobilization or controlled movement of the limb or body segment. | Do not use if you are allergic to any of the materials contained within this product.
79-83147 | CALIF TRACH. COLLAR,4 1/4,L | BRACING & SUPPORTS | PROCARE | CER-DJO-011C-A | 0888912DJO000002335C | 00888912031134 | 41039 | Y060312 | PROCARE® CALIFORNIA TRACHEOTOMY COLLAR | 13-0411 | Immobilization | The California Trach cervical collar is designed to stabilize and relieve the cervical spine and may be suitable for the symptomatic relief of pain and stiffness in the cervical spine area following patient trauma or injury. It may help to minimize neck pain and discomfort. For further details please consult your prescribing physician. Providing immobilization or controlled movement of the limb or body segment. | Do not use if you are allergic to any of the materials contained within this product.
79-83153 | CALIF TRACH. COLLAR,5 1/4,S | BRACING & SUPPORTS | PROCARE | CER-DJO-011C-A | 0888912DJO000002335C | 00888912031141 | 41039 | Y060312 | PROCARE® CALIFORNIA TRACHEOTOMY COLLAR | 13-0411 | Immobilization | The California Trach cervical collar is designed to stabilize and relieve the cervical spine and may be suitable for the symptomatic relief of pain and stiffness in the cervical spine area following patient trauma or injury. It may help to minimize neck pain and discomfort. For further details please consult your prescribing physician. Providing immobilization or controlled movement of the limb or body segment. | Do not use if you are allergic to any of the materials contained within this product.
79-83155 | CALIF TRACH. COLLAR,5 1/4,M | BRACING & SUPPORTS | PROCARE | CER-DJO-011C-A | 0888912DJO000002335C | 00888912031158 | 41039 | Y060312 | PROCARE® CALIFORNIA TRACHEOTOMY COLLAR | 13-0411 | Immobilization | The California Trach cervical collar is designed to stabilize and relieve the cervical spine and may be suitable for the symptomatic relief of pain and stiffness in the cervical spine area following patient trauma or injury. It may help to minimize neck pain and discomfort. For further details please consult your prescribing physician. Providing immobilization or controlled movement of the limb or body segment. | Do not use if you are allergic to any of the materials contained within this product.
79-83157 | CALIF TRACH. COLLAR,5 1/4,L | BRACING & SUPPORTS | PROCARE | CER-DJO-011C-A | 0888912DJO000002335C | 00888912031165 | 41039 | Y060312 | PROCARE® CALIFORNIA TRACHEOTOMY COLLAR | 13-0411 | Immobilization | The California Trach cervical collar is designed to stabilize and relieve the cervical spine and may be suitable for the symptomatic relief of pain and stiffness in the cervical spine area following patient trauma or injury. It may help to minimize neck pain and discomfort. For further details please consult your prescribing physician. Providing immobilization or controlled movement of the limb or body segment. | Do not use if you are allergic to any of the materials contained within this product.
79-83201 | XTEND 174, SUPER SHORT | BRACING & SUPPORTS | PROCARE | CER-DJO-011C-B | 0888912DJO000002455K | 00888912031271 | 41039 | Y060312 | PROCARE® XTEND 174 CERVICAL COLLAR | 13-2381 | Immobilization | The Xtend 174 cervical collar is designed to stabilize and relieve the cervical spine and may be suitable for the symptomatic relief of pain and stiffness in the cervical spine area following patient trauma or injury. It may help to minimize neck pain and discomfort. For further details please consult your prescribing physician. Providing immobilization or controlled movement of the limb or body segment. | Do not use if you are allergic to any of the materials contained within this product.
79-83202 | XTEND 174 PED 3 | BRACING & SUPPORTS | PROCARE | CER-DJO-011C-B | 0888912DJO000002455K | 00888912031288 | 41039 | Y060312 | PROCARE® XTEND 174 CERVICAL COLLAR | 13-2381 | Immobilization | The Xtend 174 cervical collar is designed to stabilize and relieve the cervical spine and may be suitable for the symptomatic relief of pain and stiffness in the cervical spine area following patient trauma or injury. It may help to minimize neck pain and discomfort. For further details please consult your prescribing physician. Providing immobilization or controlled movement of the limb or body segment. | Do not use if you are allergic to any of the materials contained within this product.
79-83203 | XTEND 174, SHORT | BRACING & SUPPORTS | PROCARE | CER-DJO-011C-B | 0888912DJO000002455K | 00888912031295 | 41039 | Y060312 | PROCARE® XTEND 174 CERVICAL COLLAR | 13-2381 | Immobilization | The Xtend 174 cervical collar is designed to stabilize and relieve the cervical spine and may be suitable for the symptomatic relief of pain and stiffness in the cervical spine area following patient trauma or injury. It may help to minimize neck pain and discomfort. For further details please consult your prescribing physician. Providing immobilization or controlled movement of the limb or body segment. | Do not use if you are allergic to any of the materials contained within this product.
79-83204 | XTEND 174, PED 3 REPL PAD SET | BRACING & SUPPORTS | PROCARE | CER-DJO-011C-B | 0888912DJO000002455K | 00888912031301 | 41039 | Y060380 | PROCARE® XTEND 174 CERVICAL COLLAR | Accessory | Accessory | Accessory | NA
79-83205 | XTEND 174, REGULAR | BRACING & SUPPORTS | PROCARE | CER-DJO-011C-B | 0888912DJO000002455K | 00888912031318 | 41039 | Y060312 | PROCARE® XTEND 174 CERVICAL COLLAR | 13-2381 | Immobilization | The Xtend 174 cervical collar is designed to stabilize and relieve the cervical spine and may be suitable for the symptomatic relief of pain and stiffness in the cervical spine area following patient trauma or injury. It may help to minimize neck pain and discomfort. For further details please consult your prescribing physician. Providing immobilization or controlled movement of the limb or body segment. | Do not use if you are allergic to any of the materials contained within this product.
79-83207 | XTEND 174, TALL | BRACING & SUPPORTS | PROCARE | CER-DJO-011C-B | 0888912DJO000002455K | 00888912009652 | 41039 | Y060312 | PROCARE® XTEND 174 CERVICAL COLLAR | 13-2381 | Immobilization | The Xtend 174 cervical collar is designed to stabilize and relieve the cervical spine and may be suitable for the symptomatic relief of pain and stiffness in the cervical spine area following patient trauma or injury. It may help to minimize neck pain and discomfort. For further details please consult your prescribing physician. Providing immobilization or controlled movement of the limb or body segment. | Do not use if you are allergic to any of the materials contained within this product.
79-83208 | XTEND 174, STOUT | BRACING & SUPPORTS | PROCARE | CER-DJO-011C-B | 0888912DJO000002455K | 00888912031332 | 41039 | Y060312 | PROCARE® XTEND 174 CERVICAL COLLAR | 13-2381 | Immobilization | The Xtend 174 cervical collar is designed to stabilize and relieve the cervical spine and may be suitable for the symptomatic relief of pain and stiffness in the cervical spine area following patient trauma or injury. It may help to minimize neck pain and discomfort. For further details please consult your prescribing physician. Providing immobilization or controlled movement of the limb or body segment. | Do not use if you are allergic to any of the materials contained within this product.
79-83214 | ACC TRANSITIONAL 172 POSTERIOR PANEL, PED-1/PED-2 | BRACING & SUPPORTS | PROCARE | CER-DJO-011C-A | 0888912DJO0000028865 | 00888912386968 | 41039 | Y060380 | Softgoods Accessories | Accessory | Accessory | Accessory | NA
79-83221 | XTEND 174, SUPER SHORT W/REPL PAD | BRACING & SUPPORTS | PROCARE | CER-DJO-011C-B | 0888912DJO000002455K | 00888912031349 | 41039 | Y060312 | PROCARE® XTEND 174 CERVICAL COLLAR | 13-2381 | Immobilization | The Xtend 174 cervical collar is designed to stabilize and relieve the cervical spine and may be suitable for the symptomatic relief of pain and stiffness in the cervical spine area following patient trauma or injury. It may help to minimize neck pain and discomfort. For further details please consult your prescribing physician. Providing immobilization or controlled movement of the limb or body segment. | Do not use if you are allergic to any of the materials contained within this product.
79-83224 | XTEND 174 STANDARD REPL PAD SET | BRACING & SUPPORTS | PROCARE | CER-DJO-011C-B | 0888912DJO000002455K | 00888912031363 | 41039 | Y060380 | PROCARE® XTEND 174 CERVICAL COLLAR | Accessory | Accessory | Accessory | NA
79-83225 | XTEND 174 STOUT REPL PAD SET | BRACING & SUPPORTS | PROCARE | CER-DJO-011C-B | 0888912DJO000002455K | 00888912031370 | 41039 | Y060380 | PROCARE® XTEND 174 CERVICAL COLLAR | Accessory | Accessory | Accessory | NA
79-83232 | XTEND 174, XS W/REPL PAD | BRACING & SUPPORTS | PROCARE | CER-DJO-011C-B | 0888912DJO000002455K | 00888912031400 | 41039 | Y060312 | PROCARE® XTEND 174 CERVICAL COLLAR | 13-2381 | Immobilization | The Xtend 174 cervical collar is designed to stabilize and relieve the cervical spine and may be suitable for the symptomatic relief of pain and stiffness in the cervical spine area following patient trauma or injury. It may help to minimize neck pain and discomfort. For further details please consult your prescribing physician. Providing immobilization or controlled movement of the limb or body segment. | Do not use if you are allergic to any of the materials contained within this product.
79-83233 | XTEND 174, SHORT W/REPL PAD | BRACING & SUPPORTS | PROCARE | CER-DJO-011C-B | 0888912DJO000002455K | 00888912031417 | 41039 | Y060312 | PROCARE® XTEND 174 CERVICAL COLLAR | 13-2381 | Immobilization | The Xtend 174 cervical collar is designed to stabilize and relieve the cervical spine and may be suitable for the symptomatic relief of pain and stiffness in the cervical spine area following patient trauma or injury. It may help to minimize neck pain and discomfort. For further details please consult your prescribing physician. Providing immobilization or controlled movement of the limb or body segment. | Do not use if you are allergic to any of the materials contained within this product.
79-83235 | XTEND 174, REGULAR W/REPL PAD | BRACING & SUPPORTS | PROCARE | CER-DJO-011C-B | 0888912DJO000002455K | 00888912031424 | 41039 | Y060312 | PROCARE® XTEND 174 CERVICAL COLLAR | 13-2381 | Immobilization | The Xtend 174 cervical collar is designed to stabilize and relieve the cervical spine and may be suitable for the symptomatic relief of pain and stiffness in the cervical spine area following patient trauma or injury. It may help to minimize neck pain and discomfort. For further details please consult your prescribing physician. Providing immobilization or controlled movement of the limb or body segment. | Do not use if you are allergic to any of the materials contained within this product.
79-83237 | XTEND 174, TALL W/REPL PAD | BRACING & SUPPORTS | PROCARE | CER-DJO-011C-B | 0888912DJO000002455K | 00888912031431 | 41039 | Y060312 | PROCARE® XTEND 174 CERVICAL COLLAR | 13-2381 | Immobilization | The Xtend 174 cervical collar is designed to stabilize and relieve the cervical spine and may be suitable for the symptomatic relief of pain and stiffness in the cervical spine area following patient trauma or injury. It may help to minimize neck pain and discomfort. For further details please consult your prescribing physician. Providing immobilization or controlled movement of the limb or body segment. | Do not use if you are allergic to any of the materials contained within this product.
79-83238 | XTEND 174, STOUT W/REPL PAD | BRACING & SUPPORTS | PROCARE | CER-DJO-011C-B | 0888912DJO000002455K | 00888912031448 | 41039 | Y060312 | PROCARE® XTEND 174 CERVICAL COLLAR | 13-2381 | Immobilization | The Xtend 174 cervical collar is designed to stabilize and relieve the cervical spine and may be suitable for the symptomatic relief of pain and stiffness in the cervical spine area following patient trauma or injury. It may help to minimize neck pain and discomfort. For further details please consult your prescribing physician. Providing immobilization or controlled movement of the limb or body segment. | Do not use if you are allergic to any of the materials contained within this product.
79-83242 | ACC TRANSITIONAL 172 COLLAR PAD SET, PED-1/PED-2 | BRACING & SUPPORTS | PROCARE | CER-DJO-011C-B | 0888912DJO000002735Q | 00888912387019 | 41039 | Y060380 | PROCARE® TRANSITIONAL 172 CERVICAL COLLAR | Accessory | Accessory | Accessory | NA
79-83251 | XTEND 174, PED 1 | BRACING & SUPPORTS | PROCARE | CER-DJO-011C-B | 0888912DJO000002455K | 00888912031486 | 41039 | Y060312 | PROCARE® XTEND 174 CERVICAL COLLAR | 13-2381 | Immobilization | The Xtend 174 cervical collar is designed to stabilize and relieve the cervical spine and may be suitable for the symptomatic relief of pain and stiffness in the cervical spine area following patient trauma or injury. It may help to minimize neck pain and discomfort. For further details please consult your prescribing physician. Providing immobilization or controlled movement of the limb or body segment. | Do not use if you are allergic to any of the materials contained within this product.
79-83252 | XTEND 174, PED 2 | BRACING & SUPPORTS | PROCARE | CER-DJO-011C-B | 0888912DJO000002455K | 00888912031493 | 41039 | Y060312 | PROCARE® XTEND 174 CERVICAL COLLAR | 13-2381 | Immobilization | The Xtend 174 cervical collar is designed to stabilize and relieve the cervical spine and may be suitable for the symptomatic relief of pain and stiffness in the cervical spine area following patient trauma or injury. It may help to minimize neck pain and discomfort. For further details please consult your prescribing physician. Providing immobilization or controlled movement of the limb or body segment. | Do not use if you are allergic to any of the materials contained within this product.
79-83253 | XTEND 174, PED 1 REPL PAD SET | BRACING & SUPPORTS | PROCARE | CER-DJO-011C-B | 0888912DJO000002455K | 00888912154574 | 41039 | Y060380 | PROCARE® XTEND 174 CERVICAL COLLAR | Accessory | Accessory | Accessory | NA
79-83254 | XTEND 174, PED 2 REPL PAD SET | BRACING & SUPPORTS | PROCARE | CER-DJO-011C-B | 0888912DJO000002455K | 00888912157865 | 41039 | Y060380 | PROCARE® XTEND 174 CERVICAL COLLAR | Accessory | Accessory | Accessory | NA
79-83260 | ADAMS COLLAR, (MULTI), 10 CASE | BRACING & SUPPORTS | PROCARE | CER-DJO-011C-B | 0888912DJO000002475P | 00888912068673 | 41039 | Y060312 | PROCARE® ADAMS COLLAR | 13-2816 | Immobilization | The cervical collar Procare Adams is designed to stabilize and relieve the cervical spine and may be suitable for the symptomatic relief of pain and stiffness in the cervical spine area associated with conditions such as strains, sprains, stiff neck and whiplash. Soft-good/ semi-rigid designed to restrict motion through elastic or semi-rigid construction. Providing immobilization or controlled movement of the limb or body segment. | If you have skin disorders/injuries in the relevant part of the body, the product should be fitted and worn only after consultation with a medical professional. Do not use if you are allergic to any of the materials contained within this product.
79-83263 | ADAMS COLLAR, SMALL, 10/CS | BRACING & SUPPORTS | PROCARE | CER-DJO-011C-B | 0888912DJO000002475P | 00888912068680 | 41039 | Y060312 | PROCARE® ADAMS COLLAR | 13-2816 | Immobilization | The cervical collar Procare Adams is designed to stabilize and relieve the cervical spine and may be suitable for the symptomatic relief of pain and stiffness in the cervical spine area associated with conditions such as strains, sprains, stiff neck and whiplash. Soft-good/ semi-rigid designed to restrict motion through elastic or semi-rigid construction. Providing immobilization or controlled movement of the limb or body segment. | If you have skin disorders/injuries in the relevant part of the body, the product should be fitted and worn only after consultation with a medical professional. Do not use if you are allergic to any of the materials contained within this product.
79-83265 | ADAMS COLLAR, MEDIUM, 10/CS | BRACING & SUPPORTS | PROCARE | CER-DJO-011C-B | 0888912DJO000002475P | 00888912068697 | 41039 | Y060312 | PROCARE® ADAMS COLLAR | 13-2816 | Immobilization | The cervical collar Procare Adams is designed to stabilize and relieve the cervical spine and may be suitable for the symptomatic relief of pain and stiffness in the cervical spine area associated with conditions such as strains, sprains, stiff neck and whiplash. Soft-good/ semi-rigid designed to restrict motion through elastic or semi-rigid construction. Providing immobilization or controlled movement of the limb or body segment. | If you have skin disorders/injuries in the relevant part of the body, the product should be fitted and worn only after consultation with a medical professional. Do not use if you are allergic to any of the materials contained within this product.
79-83267 | ADAMS COLLAR, LARGE, 10/CS | BRACING & SUPPORTS | PROCARE | CER-DJO-011C-B | 0888912DJO000002475P | 00888912068703 | 41039 | Y060312 | PROCARE® ADAMS COLLAR | 13-2816 | Immobilization | The cervical collar Procare Adams is designed to stabilize and relieve the cervical spine and may be suitable for the symptomatic relief of pain and stiffness in the cervical spine area associated with conditions such as strains, sprains, stiff neck and whiplash. Soft-good/ semi-rigid designed to restrict motion through elastic or semi-rigid construction. Providing immobilization or controlled movement of the limb or body segment. | If you have skin disorders/injuries in the relevant part of the body, the product should be fitted and worn only after consultation with a medical professional. Do not use if you are allergic to any of the materials contained within this product.
79-83272 | TRANSITIONAL 172 COLLAR, PED-1 | BRACING & SUPPORTS | PROCARE | CER-DJO-011C-B | 0888912DJO000002735Q | 00888912031509 | 41039 | Y060312 | PROCARE® TRANSITIONAL 172 CERVICAL COLLAR | 13-7085 | Immobilization | The Transitional 172 cervical collar is designed to stabilize and relieve the cervical spine and may be suitable for the symptomatic relief of pain and stiffness in the cervical spine area following patient trauma or injury. It may help to minimize neck pain and discomfort. For further details please consult your prescribing physician. Providing immobilization or controlled movement of the limb or body segment. | Do not use if you are allergic to any of the materials contained within this product
79-83273 | TRANSITIONAL 172 COLLAR, PED-2 | BRACING & SUPPORTS | PROCARE | CER-DJO-011C-B | 0888912DJO000002735Q | 00888912031516 | 41039 | Y060312 | PROCARE® TRANSITIONAL 172 CERVICAL COLLAR | 13-7085 | Immobilization | The Transitional 172 cervical collar is designed to stabilize and relieve the cervical spine and may be suitable for the symptomatic relief of pain and stiffness in the cervical spine area following patient trauma or injury. It may help to minimize neck pain and discomfort. For further details please consult your prescribing physician. Providing immobilization or controlled movement of the limb or body segment. | Do not use if you are allergic to any of the materials contained within this product
79-83275 | TRANSITIONAL 172 COLLAR, PED-3 | BRACING & SUPPORTS | PROCARE | CER-DJO-011C-B | 0888912DJO000002735Q | 00888912031523 | 41039 | Y060312 | PROCARE® TRANSITIONAL 172 CERVICAL COLLAR | 13-7085 | Immobilization | The Transitional 172 cervical collar is designed to stabilize and relieve the cervical spine and may be suitable for the symptomatic relief of pain and stiffness in the cervical spine area following patient trauma or injury. It may help to minimize neck pain and discomfort. For further details please consult your prescribing physician. Providing immobilization or controlled movement of the limb or body segment. | Do not use if you are allergic to any of the materials contained within this product
79-83277 | TRANSITIONAL 172 COLLAR, PED-4 | BRACING & SUPPORTS | PROCARE | CER-DJO-011C-B | 0888912DJO000002735Q | 00888912031530 | 41039 | Y060312 | PROCARE® TRANSITIONAL 172 CERVICAL COLLAR | 13-7085 | Immobilization | The Transitional 172 cervical collar is designed to stabilize and relieve the cervical spine and may be suitable for the symptomatic relief of pain and stiffness in the cervical spine area following patient trauma or injury. It may help to minimize neck pain and discomfort. For further details please consult your prescribing physician. Providing immobilization or controlled movement of the limb or body segment. | Do not use if you are allergic to any of the materials contained within this product
79-83278 | TRANSITIONAL 172 COLLAR, PED-5 | BRACING & SUPPORTS | PROCARE | CER-DJO-011C-B | 0888912DJO000002735Q | 00888912031547 | 41039 | Y060312 | PROCARE® TRANSITIONAL 172 CERVICAL COLLAR | 13-7085 | Immobilization | The Transitional 172 cervical collar is designed to stabilize and relieve the cervical spine and may be suitable for the symptomatic relief of pain and stiffness in the cervical spine area following patient trauma or injury. It may help to minimize neck pain and discomfort. For further details please consult your prescribing physician. Providing immobilization or controlled movement of the limb or body segment. | Do not use if you are allergic to any of the materials contained within this product
79-83281 | XTEND 174, PED 0 | BRACING & SUPPORTS | PROCARE | CER-DJO-011C-B | 0888912DJO000002455K | 00888912154093 | 41039 | Y060312 | PROCARE® XTEND 174 CERVICAL COLLAR | 13-2381 | Immobilization | The Xtend 174 cervical collar is designed to stabilize and relieve the cervical spine and may be suitable for the symptomatic relief of pain and stiffness in the cervical spine area following patient trauma or injury. It may help to minimize neck pain and discomfort. For further details please consult your prescribing physician. Providing immobilization or controlled movement of the limb or body segment. | Do not use if you are allergic to any of the materials contained within this product.
79-83283 | TRANSITIONAL 172 COLLAR, ADULT SHORT | BRACING & SUPPORTS | PROCARE | CER-DJO-011C-B | 0888912DJO000002735Q | 00888912009669 | 41039 | Y060312 | PROCARE® TRANSITIONAL 172 CERVICAL COLLAR | 13-7085 | Immobilization | The Transitional 172 cervical collar is designed to stabilize and relieve the cervical spine and may be suitable for the symptomatic relief of pain and stiffness in the cervical spine area following patient trauma or injury. It may help to minimize neck pain and discomfort. For further details please consult your prescribing physician. Providing immobilization or controlled movement of the limb or body segment. | Do not use if you are allergic to any of the materials contained within this product
79-83285 | TRANSITIONAL 172 COLLAR, ADULT REGULAR | BRACING & SUPPORTS | PROCARE | CER-DJO-011C-B | 0888912DJO000002735Q | 00888912031554 | 41039 | Y060312 | PROCARE® TRANSITIONAL 172 CERVICAL COLLAR | 13-7085 | Immobilization | The Transitional 172 cervical collar is designed to stabilize and relieve the cervical spine and may be suitable for the symptomatic relief of pain and stiffness in the cervical spine area following patient trauma or injury. It may help to minimize neck pain and discomfort. For further details please consult your prescribing physician. Providing immobilization or controlled movement of the limb or body segment. | Do not use if you are allergic to any of the materials contained within this product
79-83287 | TRANSITIONAL 172 COLLAR, ADULT TALL | BRACING & SUPPORTS | PROCARE | CER-DJO-011C-B | 0888912DJO000002735Q | 00888912031561 | 41039 | Y060312 | PROCARE® TRANSITIONAL 172 CERVICAL COLLAR | 13-7085 | Immobilization | The Transitional 172 cervical collar is designed to stabilize and relieve the cervical spine and may be suitable for the symptomatic relief of pain and stiffness in the cervical spine area following patient trauma or injury. It may help to minimize neck pain and discomfort. For further details please consult your prescribing physician. Providing immobilization or controlled movement of the limb or body segment. | Do not use if you are allergic to any of the materials contained within this product
79-83288 | TRANSITIONAL 172 COLLAR, ADULT X-TALL | BRACING & SUPPORTS | PROCARE | CER-DJO-011C-B | 0888912DJO000002735Q | 00888912031578 | 41039 | Y060312 | PROCARE® TRANSITIONAL 172 CERVICAL COLLAR | 13-7085 | Immobilization | The Transitional 172 cervical collar is designed to stabilize and relieve the cervical spine and may be suitable for the symptomatic relief of pain and stiffness in the cervical spine area following patient trauma or injury. It may help to minimize neck pain and discomfort. For further details please consult your prescribing physician. Providing immobilization or controlled movement of the limb or body segment. | Do not use if you are allergic to any of the materials contained within this product
79-83295 | ACC TRANSITIONAL 172 COLLAR PAD SET, PED-3/PED-4/PED-5 | BRACING & SUPPORTS | PROCARE | CER-DJO-011C-B | 0888912DJO000002735Q | 00888912031585 | 41039 | Y060380 | PROCARE® TRANSITIONAL 172 CERVICAL COLLAR | Accessory | Accessory | Accessory | NA
79-83325 | ACC TRANSITIONAL 172 COLLAR PAD SET, ADULT | BRACING & SUPPORTS | PROCARE | CER-DJO-011C-B | 0888912DJO000002735Q | 00888912031646 | 41039 | Y060380 | PROCARE® TRANSITIONAL 172 CERVICAL COLLAR | Accessory | Accessory | Accessory | NA
79-83351 | TRANSITIONAL 172 COLLAR SET, PED-1 | BRACING & SUPPORTS | PROCARE | CER-DJO-011C-B | 0888912DJO000002735Q | 00888912031653 | 41039 | Y060312 | PROCARE® TRANSITIONAL 172 CERVICAL COLLAR | 13-7085 | Immobilization | The Transitional 172 cervical collar is designed to stabilize and relieve the cervical spine and may be suitable for the symptomatic relief of pain and stiffness in the cervical spine area following patient trauma or injury. It may help to minimize neck pain and discomfort. For further details please consult your prescribing physician. Providing immobilization or controlled movement of the limb or body segment. | Do not use if you are allergic to any of the materials contained within this product
79-83352 | TRANSITIONAL 172 COLLAR SET, PED-2 | BRACING & SUPPORTS | PROCARE | CER-DJO-011C-B | 0888912DJO000002735Q | 00888912031660 | 41039 | Y060312 | PROCARE® TRANSITIONAL 172 CERVICAL COLLAR | 13-7085 | Immobilization | The Transitional 172 cervical collar is designed to stabilize and relieve the cervical spine and may be suitable for the symptomatic relief of pain and stiffness in the cervical spine area following patient trauma or injury. It may help to minimize neck pain and discomfort. For further details please consult your prescribing physician. Providing immobilization or controlled movement of the limb or body segment. | Do not use if you are allergic to any of the materials contained within this product
79-83353 | TRANSITIONAL 172 COLLAR SET, PED-3 | BRACING & SUPPORTS | PROCARE | CER-DJO-011C-B | 0888912DJO000002735Q | 00888912031677 | 41039 | Y060312 | PROCARE® TRANSITIONAL 172 CERVICAL COLLAR | 13-7085 | Immobilization | The Transitional 172 cervical collar is designed to stabilize and relieve the cervical spine and may be suitable for the symptomatic relief of pain and stiffness in the cervical spine area following patient trauma or injury. It may help to minimize neck pain and discomfort. For further details please consult your prescribing physician. Providing immobilization or controlled movement of the limb or body segment. | Do not use if you are allergic to any of the materials contained within this product
79-83354 | TRANSITIONAL 172 COLLAR SET, PED-4 | BRACING & SUPPORTS | PROCARE | CER-DJO-011C-B | 0888912DJO000002735Q | 00888912031684 | 41039 | Y060312 | PROCARE® TRANSITIONAL 172 CERVICAL COLLAR | 13-7085 | Immobilization | The Transitional 172 cervical collar is designed to stabilize and relieve the cervical spine and may be suitable for the symptomatic relief of pain and stiffness in the cervical spine area following patient trauma or injury. It may help to minimize neck pain and discomfort. For further details please consult your prescribing physician. Providing immobilization or controlled movement of the limb or body segment. | Do not use if you are allergic to any of the materials contained within this product
79-83355 | TRANSITIONAL 172 COLLAR SET, PED-5 | BRACING & SUPPORTS | PROCARE | CER-DJO-011C-B | 0888912DJO000002735Q | 00888912031691 | 41039 | Y060312 | PROCARE® TRANSITIONAL 172 CERVICAL COLLAR | 13-7085 | Immobilization | The Transitional 172 cervical collar is designed to stabilize and relieve the cervical spine and may be suitable for the symptomatic relief of pain and stiffness in the cervical spine area following patient trauma or injury. It may help to minimize neck pain and discomfort. For further details please consult your prescribing physician. Providing immobilization or controlled movement of the limb or body segment. | Do not use if you are allergic to any of the materials contained within this product
79-83363 | TRANSITIONAL 172 COLLAR SET, ADULT SHORT | BRACING & SUPPORTS | PROCARE | CER-DJO-011C-B | 0888912DJO000002735Q | 00888912031714 | 41039 | Y060312 | PROCARE® TRANSITIONAL 172 CERVICAL COLLAR | 13-7085 | Immobilization | The Transitional 172 cervical collar is designed to stabilize and relieve the cervical spine and may be suitable for the symptomatic relief of pain and stiffness in the cervical spine area following patient trauma or injury. It may help to minimize neck pain and discomfort. For further details please consult your prescribing physician. Providing immobilization or controlled movement of the limb or body segment. | Do not use if you are allergic to any of the materials contained within this product
79-83365 | TRANSITIONAL 172 COLLAR SET, ADULT REGULAR | BRACING & SUPPORTS | PROCARE | CER-DJO-011C-B | 0888912DJO000002735Q | 00888912009683 | 41039 | Y060312 | PROCARE® TRANSITIONAL 172 CERVICAL COLLAR | 13-7085 | Immobilization | The Transitional 172 cervical collar is designed to stabilize and relieve the cervical spine and may be suitable for the symptomatic relief of pain and stiffness in the cervical spine area following patient trauma or injury. It may help to minimize neck pain and discomfort. For further details please consult your prescribing physician. Providing immobilization or controlled movement of the limb or body segment. | Do not use if you are allergic to any of the materials contained within this product
79-83367 | TRANSITIONAL 172 COLLAR SET, ADULT TALL | BRACING & SUPPORTS | PROCARE | CER-DJO-011C-B | 0888912DJO000002735Q | 00888912031721 | 41039 | Y060312 | PROCARE® TRANSITIONAL 172 CERVICAL COLLAR | 13-7085 | Immobilization | The Transitional 172 cervical collar is designed to stabilize and relieve the cervical spine and may be suitable for the symptomatic relief of pain and stiffness in the cervical spine area following patient trauma or injury. It may help to minimize neck pain and discomfort. For further details please consult your prescribing physician. Providing immobilization or controlled movement of the limb or body segment. | Do not use if you are allergic to any of the materials contained within this product
79-83368 | TRANSITIONAL 172 COLLAR SET, ADULT X-TALL | BRACING & SUPPORTS | PROCARE | CER-DJO-011C-B | 0888912DJO000002735Q | 00888912031738 | 41039 | Y060312 | PROCARE® TRANSITIONAL 172 CERVICAL COLLAR | 13-7085 | Immobilization | The Transitional 172 cervical collar is designed to stabilize and relieve the cervical spine and may be suitable for the symptomatic relief of pain and stiffness in the cervical spine area following patient trauma or injury. It may help to minimize neck pain and discomfort. For further details please consult your prescribing physician. Providing immobilization or controlled movement of the limb or body segment. | Do not use if you are allergic to any of the materials contained within this product
79-83500 | 3" UNIVERSAL CLINIC COLLAR | BRACING & SUPPORTS | PROCARE | CER-DJO-011C-B | 0888912DJO0000024059 | 00888912031806 | 41039 | Y060312 | PROCARE® FORM FIT CERVICAL COLLAR | 13-1338-0-00000 | Support | The Procare Cervical Collar is designed to help support the cervical spine in a neutral position. May be suitable for the symptomatic relief of pain and stiffness associated with cervical sprains and strains or post-operative rehabilitation. Soft-good designed to restrict motion through elastic construction. | If you have skin disorders/injuries in the relevant part of the body, the product should be fitted and worn only after consultation with a medical professional.
79-83510 | 4" UNIVERSAL CLINIC COLLAR | BRACING & SUPPORTS | PROCARE | CER-DJO-011C-B | 0888912DJO0000024059 | 00888912031899 | 41039 | Y060312 | PROCARE® FORM FIT CERVICAL COLLAR | 13-1338-0-00000 | Support | The Procare Cervical Collar is designed to help support the cervical spine in a neutral position. May be suitable for the symptomatic relief of pain and stiffness associated with cervical sprains and strains or post-operative rehabilitation. Soft-good designed to restrict motion through elastic construction. | If you have skin disorders/injuries in the relevant part of the body, the product should be fitted and worn only after consultation with a medical professional.
79-83520 | 2.5" UNIVERSAL CERVICAL COLLAR | BRACING & SUPPORTS | PROCARE | CER-DJO-011C-B | 0888912DJO0000024059 | 00888912031905 | 41039 | Y060312 | PROCARE® FORM FIT CERVICAL COLLAR | 13-1338-0-00000 | Support | The Procare Cervical Collar is designed to help support the cervical spine in a neutral position. May be suitable for the symptomatic relief of pain and stiffness associated with cervical sprains and strains or post-operative rehabilitation. Soft-good designed to restrict motion through elastic construction. | If you have skin disorders/injuries in the relevant part of the body, the product should be fitted and worn only after consultation with a medical professional.
79-83922 | XTEND 174, XSMALL | BRACING & SUPPORTS | PROCARE | CER-DJO-011C-B | 0888912DJO000002455K | 00190446298489 | 41039 | Y060312 | PROCARE® XTEND 174 CERVICAL COLLAR | 13-2381 | Immobilization | The Xtend 174 cervical collar is designed to stabilize and relieve the cervical spine and may be suitable for the symptomatic relief of pain and stiffness in the cervical spine area following patient trauma or injury. It may help to minimize neck pain and discomfort. For further details please consult your prescribing physician. Providing immobilization or controlled movement of the limb or body segment. | Do not use if you are allergic to any of the materials contained within this product.
79-83942 | XTEND 174 XSMALL REPL PAD SET | DEFAULT | DEFAULT | CER-DJO-011C-B | 0888912DJO000002455K | 00190446298595 | 41039 | Y060380 | PROCARE® XTEND 174 CERVICAL COLLAR | Accessory | Accessory | Accessory | NA
79-83972 | XTEND 174, PED 0 REPL PAD SET | BRACING & SUPPORTS | PROCARE | CER-DJO-011C-B | 0888912DJO000002455K | 00190446347224 | 41039 | Y060380 | PROCARE® XTEND 174 CERVICAL COLLAR | Accessory | Accessory | Accessory | NA
79-85001 | CLAVICLE SPLINT,PED,XXS | BRACING & SUPPORTS | PROCARE | CER-DJO-011C-A | 0888912DJO000002425D | 00888912033145 | 13810 | Y060621 | PROCARE® CLAVICLE SPLINT | 13-1374-0-00000 | Support | The DonJoy Clavicle Posture Support is designed to provide support to the upper back. It may be suitable for clavicle fractures and helping to maintain correct posture. Soft-good/semi-rigid designed to restrict motion through elastic or semi-rigid construction. | If you have skin disorders/injuries in the relevant part of the body, the product should be fitted and worn only after consultation with a medical professional.
79-85002 | CLAVICLE SPLINT,XS | BRACING & SUPPORTS | PROCARE | CER-DJO-011C-A | 0888912DJO000002425D | 00888912033152 | 13810 | Y060621 | PROCARE® CLAVICLE SPLINT | 13-1374-0-00000 | Support | The DonJoy Clavicle Posture Support is designed to provide support to the upper back. It may be suitable for clavicle fractures and helping to maintain correct posture. Soft-good/semi-rigid designed to restrict motion through elastic or semi-rigid construction. | If you have skin disorders/injuries in the relevant part of the body, the product should be fitted and worn only after consultation with a medical professional.
79-85003 | CLAVICLE SPLINT,S | BRACING & SUPPORTS | PROCARE | CER-DJO-011C-A | 0888912DJO000002425D | 00888912033169 | 13810 | Y060621 | PROCARE® CLAVICLE SPLINT | 13-1374-0-00000 | Support | The DonJoy Clavicle Posture Support is designed to provide support to the upper back. It may be suitable for clavicle fractures and helping to maintain correct posture. Soft-good/semi-rigid designed to restrict motion through elastic or semi-rigid construction. | If you have skin disorders/injuries in the relevant part of the body, the product should be fitted and worn only after consultation with a medical professional.
79-85005 | CLAVICLE SPLINT,M | BRACING & SUPPORTS | PROCARE | CER-DJO-011C-A | 0888912DJO000002425D | 00888912033176 | 13810 | Y060621 | PROCARE® CLAVICLE SPLINT | 13-1374-0-00000 | Support | The DonJoy Clavicle Posture Support is designed to provide support to the upper back. It may be suitable for clavicle fractures and helping to maintain correct posture. Soft-good/semi-rigid designed to restrict motion through elastic or semi-rigid construction. | If you have skin disorders/injuries in the relevant part of the body, the product should be fitted and worn only after consultation with a medical professional.
79-85007 | CLAVICLE SPLINT,L | BRACING & SUPPORTS | PROCARE | CER-DJO-011C-A | 0888912DJO000002425D | 00888912033183 | 13810 | Y060621 | PROCARE® CLAVICLE SPLINT | 13-1374-0-00000 | Support | The DonJoy Clavicle Posture Support is designed to provide support to the upper back. It may be suitable for clavicle fractures and helping to maintain correct posture. Soft-good/semi-rigid designed to restrict motion through elastic or semi-rigid construction. | If you have skin disorders/injuries in the relevant part of the body, the product should be fitted and worn only after consultation with a medical professional.
79-85008 | CLAVICLE SPLINT,XL | BRACING & SUPPORTS | PROCARE | CER-DJO-011C-A | 0888912DJO000002425D | 00888912033190 | 13810 | Y060621 | PROCARE® CLAVICLE SPLINT | 13-1374-0-00000 | Support | The DonJoy Clavicle Posture Support is designed to provide support to the upper back. It may be suitable for clavicle fractures and helping to maintain correct posture. Soft-good/semi-rigid designed to restrict motion through elastic or semi-rigid construction. | If you have skin disorders/injuries in the relevant part of the body, the product should be fitted and worn only after consultation with a medical professional.
79-85009 | CLAVICLE SPLINT,XXL | BRACING & SUPPORTS | PROCARE | CER-DJO-011C-A | 0888912DJO000002425D | 00888912033206 | 13810 | Y060621 | PROCARE® CLAVICLE SPLINT | 13-1374-0-00000 | Support | The DonJoy Clavicle Posture Support is designed to provide support to the upper back. It may be suitable for clavicle fractures and helping to maintain correct posture. Soft-good/semi-rigid designed to restrict motion through elastic or semi-rigid construction. | If you have skin disorders/injuries in the relevant part of the body, the product should be fitted and worn only after consultation with a medical professional.
79-85100 | UNIVERSAL CLAVICLE SPLINT | BRACING & SUPPORTS | PROCARE | CER-DJO-011C-A | 0888912DJO000002425D | 00888912009720 | 47217 | Y060621 | PROCARE® CLAVICLE SPLINT | 13-1374-0-00000 | Support | The DonJoy Clavicle Posture Support is designed to provide support to the upper back. It may be suitable for clavicle fractures and helping to maintain correct posture. Soft-good/semi-rigid designed to restrict motion through elastic or semi-rigid construction. | If you have skin disorders/injuries in the relevant part of the body, the product should be fitted and worn only after consultation with a medical professional.
79-89003 | 10 DBL-PULL SACRO-LUMBAR (S) | BRACING & SUPPORTS | PROCARE | CER-DJO-011C-A | 0888912DJO000002415B | 00888912035910 | 47217 | Y060308 | PROCARE® PREMIUM PANEL ELASTIC BINDER | 13-1361-0-00000 | Support | Back Supports: to provide comfort and support to the lumbar spine. It may be suitable for the symptomatic relieft of acute and chronic low back pain. Abdominal Support: to provide comfort and support to the abdomen post-operatively. It may be suitable for strains or muscle weakness of the abdominal area. Rib belts: to provide comfort and support to the rib area. Soft-good/semi-rigid designed to restrict motion through elastic or semi-rigid construction. | If you have skin disorders/injuries in the relevant part of the body, the product should be fitted and worn only after consultation with a medical professional. Do not use if you are allergic to any of the materials contained within this product
79-89005 | 10 DBL PULL SACRO-LUMBAR (M) | BRACING & SUPPORTS | PROCARE | CER-DJO-011C-A | 0888912DJO000002415B | 00888912035927 | 47217 | Y060308 | PROCARE® PREMIUM PANEL ELASTIC BINDER | 13-1361-0-00000 | Support | Back Supports: to provide comfort and support to the lumbar spine. It may be suitable for the symptomatic relieft of acute and chronic low back pain. Abdominal Support: to provide comfort and support to the abdomen post-operatively. It may be suitable for strains or muscle weakness of the abdominal area. Rib belts: to provide comfort and support to the rib area. Soft-good/semi-rigid designed to restrict motion through elastic or semi-rigid construction. | If you have skin disorders/injuries in the relevant part of the body, the product should be fitted and worn only after consultation with a medical professional. Do not use if you are allergic to any of the materials contained within this product
79-89006 | 10 DBL PULL SACRO-LUMB(MED/LG) | BRACING & SUPPORTS | PROCARE | CER-DJO-011C-A | 0888912DJO000002415B | 00888912035934 | 47217 | Y060308 | PROCARE® PREMIUM PANEL ELASTIC BINDER | 13-1361-0-00000 | Support | Back Supports: to provide comfort and support to the lumbar spine. It may be suitable for the symptomatic relieft of acute and chronic low back pain. Abdominal Support: to provide comfort and support to the abdomen post-operatively. It may be suitable for strains or muscle weakness of the abdominal area. Rib belts: to provide comfort and support to the rib area. Soft-good/semi-rigid designed to restrict motion through elastic or semi-rigid construction. | If you have skin disorders/injuries in the relevant part of the body, the product should be fitted and worn only after consultation with a medical professional. Do not use if you are allergic to any of the materials contained within this product
79-89007 | 10 DBL PULL SACRO-LUMBAR (L) | BRACING & SUPPORTS | PROCARE | CER-DJO-011C-A | 0888912DJO000002415B | 00888912035941 | 47217 | Y060308 | PROCARE® PREMIUM PANEL ELASTIC BINDER | 13-1361-0-00000 | Support | Back Supports: to provide comfort and support to the lumbar spine. It may be suitable for the symptomatic relieft of acute and chronic low back pain. Abdominal Support: to provide comfort and support to the abdomen post-operatively. It may be suitable for strains or muscle weakness of the abdominal area. Rib belts: to provide comfort and support to the rib area. Soft-good/semi-rigid designed to restrict motion through elastic or semi-rigid construction. | If you have skin disorders/injuries in the relevant part of the body, the product should be fitted and worn only after consultation with a medical professional. Do not use if you are allergic to any of the materials contained within this product
79-89008 | 10 DBL PULL SACRO-LUMBAR (XL) | BRACING & SUPPORTS | PROCARE | CER-DJO-011C-A | 0888912DJO000002415B | 00888912035958 | 47217 | Y060308 | PROCARE® PREMIUM PANEL ELASTIC BINDER | 13-1361-0-00000 | Support | Back Supports: to provide comfort and support to the lumbar spine. It may be suitable for the symptomatic relieft of acute and chronic low back pain. Abdominal Support: to provide comfort and support to the abdomen post-operatively. It may be suitable for strains or muscle weakness of the abdominal area. Rib belts: to provide comfort and support to the rib area. Soft-good/semi-rigid designed to restrict motion through elastic or semi-rigid construction. | If you have skin disorders/injuries in the relevant part of the body, the product should be fitted and worn only after consultation with a medical professional. Do not use if you are allergic to any of the materials contained within this product
79-89009 | 10"DBL PULL SACRO LUMBAR XXL | BRACING & SUPPORTS | PROCARE | CER-DJO-011C-A | 0888912DJO000002415B | 00888912035965 | 47217 | Y060308 | PROCARE® PREMIUM PANEL ELASTIC BINDER | 13-1361-0-00000 | Support | Back Supports: to provide comfort and support to the lumbar spine. It may be suitable for the symptomatic relieft of acute and chronic low back pain. Abdominal Support: to provide comfort and support to the abdomen post-operatively. It may be suitable for strains or muscle weakness of the abdominal area. Rib belts: to provide comfort and support to the rib area. Soft-good/semi-rigid designed to restrict motion through elastic or semi-rigid construction. | If you have skin disorders/injuries in the relevant part of the body, the product should be fitted and worn only after consultation with a medical professional. Do not use if you are allergic to any of the materials contained within this product
79-89009-10 | 10" DBL PULL SACRO LUM XXXL | BRACING & SUPPORTS | PROCARE | CER-DJO-011C-A | 0888912DJO000002415B | 00888912035972 | 47217 | Y060308 | PROCARE® PREMIUM PANEL ELASTIC BINDER | 13-1361-0-00000 | Support | Back Supports: to provide comfort and support to the lumbar spine. It may be suitable for the symptomatic relieft of acute and chronic low back pain. Abdominal Support: to provide comfort and support to the abdomen post-operatively. It may be suitable for strains or muscle weakness of the abdominal area. Rib belts: to provide comfort and support to the rib area. Soft-good/semi-rigid designed to restrict motion through elastic or semi-rigid construction. | If you have skin disorders/injuries in the relevant part of the body, the product should be fitted and worn only after consultation with a medical professional. Do not use if you are allergic to any of the materials contained within this product
79-89040 | 10 CRISS-CROSS BINDER (UNIV) | BRACING & SUPPORTS | PROCARE | CER-DJO-011C-A | 0888912DJO000002415B | 00888912036115 | 47217 | Y060308 | PROCARE® PREMIUM PANEL ELASTIC BINDER | 13-1361-0-00000 | Support | Back Supports: to provide comfort and support to the lumbar spine. It may be suitable for the symptomatic relieft of acute and chronic low back pain. Abdominal Support: to provide comfort and support to the abdomen post-operatively. It may be suitable for strains or muscle weakness of the abdominal area. Rib belts: to provide comfort and support to the rib area. Soft-good/semi-rigid designed to restrict motion through elastic or semi-rigid construction. | If you have skin disorders/injuries in the relevant part of the body, the product should be fitted and worn only after consultation with a medical professional. Do not use if you are allergic to any of the materials contained within this product
79-89043 | 10" ABDOMINAL BINDER, S | BRACING & SUPPORTS | PROCARE | CER-DJO-011C-A | 0888912DJO000002415B | 00888912036122 | 47217 | Y060308 | PROCARE® PREMIUM PANEL ELASTIC BINDER | 13-1361-0-00000 | Support | Back Supports: to provide comfort and support to the lumbar spine. It may be suitable for the symptomatic relieft of acute and chronic low back pain. Abdominal Support: to provide comfort and support to the abdomen post-operatively. It may be suitable for strains or muscle weakness of the abdominal area. Rib belts: to provide comfort and support to the rib area. Soft-good/semi-rigid designed to restrict motion through elastic or semi-rigid construction. | If you have skin disorders/injuries in the relevant part of the body, the product should be fitted and worn only after consultation with a medical professional. Do not use if you are allergic to any of the materials contained within this product
79-89045 | 10" ABDOMINAL BINDER,M | BRACING & SUPPORTS | PROCARE | CER-DJO-011C-A | 0888912DJO000002415B | 00888912036139 | 47217 | Y060308 | PROCARE® PREMIUM PANEL ELASTIC BINDER | 13-1361-0-00000 | Support | Back Supports: to provide comfort and support to the lumbar spine. It may be suitable for the symptomatic relieft of acute and chronic low back pain. Abdominal Support: to provide comfort and support to the abdomen post-operatively. It may be suitable for strains or muscle weakness of the abdominal area. Rib belts: to provide comfort and support to the rib area. Soft-good/semi-rigid designed to restrict motion through elastic or semi-rigid construction. | If you have skin disorders/injuries in the relevant part of the body, the product should be fitted and worn only after consultation with a medical professional. Do not use if you are allergic to any of the materials contained within this product
79-89047 | 10" ABDOMINAL BINDER,L | BRACING & SUPPORTS | PROCARE | CER-DJO-011C-A | 0888912DJO000002415B | 00888912036146 | 47217 | Y060308 | PROCARE® PREMIUM PANEL ELASTIC BINDER | 13-1361-0-00000 | Support | Back Supports: to provide comfort and support to the lumbar spine. It may be suitable for the symptomatic relieft of acute and chronic low back pain. Abdominal Support: to provide comfort and support to the abdomen post-operatively. It may be suitable for strains or muscle weakness of the abdominal area. Rib belts: to provide comfort and support to the rib area. Soft-good/semi-rigid designed to restrict motion through elastic or semi-rigid construction. | If you have skin disorders/injuries in the relevant part of the body, the product should be fitted and worn only after consultation with a medical professional. Do not use if you are allergic to any of the materials contained within this product
79-89048 | 10" ABDOMINAL BINDER,XL | BRACING & SUPPORTS | PROCARE | CER-DJO-011C-A | 0888912DJO000002415B | 00888912036153 | 47217 | Y060308 | PROCARE® PREMIUM PANEL ELASTIC BINDER | 13-1361-0-00000 | Support | Back Supports: to provide comfort and support to the lumbar spine. It may be suitable for the symptomatic relieft of acute and chronic low back pain. Abdominal Support: to provide comfort and support to the abdomen post-operatively. It may be suitable for strains or muscle weakness of the abdominal area. Rib belts: to provide comfort and support to the rib area. Soft-good/semi-rigid designed to restrict motion through elastic or semi-rigid construction. | If you have skin disorders/injuries in the relevant part of the body, the product should be fitted and worn only after consultation with a medical professional. Do not use if you are allergic to any of the materials contained within this product
79-89049 | 10" ABDOMINAL BINDER,XXL | BRACING & SUPPORTS | PROCARE | CER-DJO-011C-A | 0888912DJO000002415B | 00888912036160 | 47217 | Y060308 | PROCARE® PREMIUM PANEL ELASTIC BINDER | 13-1361-0-00000 | Support | Back Supports: to provide comfort and support to the lumbar spine. It may be suitable for the symptomatic relieft of acute and chronic low back pain. Abdominal Support: to provide comfort and support to the abdomen post-operatively. It may be suitable for strains or muscle weakness of the abdominal area. Rib belts: to provide comfort and support to the rib area. Soft-good/semi-rigid designed to restrict motion through elastic or semi-rigid construction. | If you have skin disorders/injuries in the relevant part of the body, the product should be fitted and worn only after consultation with a medical professional. Do not use if you are allergic to any of the materials contained within this product
79-89050 | UNIVERSAL RIB BELT / MALE | BRACING & SUPPORTS | PROCARE | CER-DJO-011C-A | 0888912DJO000002415B | 00888912036177 | 47217 | Y060308 | PROCARE® PREMIUM PANEL ELASTIC BINDER | 13-1361-0-00000 | Support | Back Supports: to provide comfort and support to the lumbar spine. It may be suitable for the symptomatic relieft of acute and chronic low back pain. Abdominal Support: to provide comfort and support to the abdomen post-operatively. It may be suitable for strains or muscle weakness of the abdominal area. Rib belts: to provide comfort and support to the rib area. Soft-good/semi-rigid designed to restrict motion through elastic or semi-rigid construction. | If you have skin disorders/injuries in the relevant part of the body, the product should be fitted and worn only after consultation with a medical professional. Do not use if you are allergic to any of the materials contained within this product
79-89050-004 | UNIVERSAL RIB BELT / MALE | BRACING & SUPPORTS | PROCARE | CER-DJO-011C-A | 0888912DJO000002415B | 00888912392778 | 47217 | Y060308 | PROCARE® PREMIUM PANEL ELASTIC BINDER | 13-1361-0-00000 | Support | Back Supports: to provide comfort and support to the lumbar spine. It may be suitable for the symptomatic relieft of acute and chronic low back pain. Abdominal Support: to provide comfort and support to the abdomen post-operatively. It may be suitable for strains or muscle weakness of the abdominal area. Rib belts: to provide comfort and support to the rib area. Soft-good/semi-rigid designed to restrict motion through elastic or semi-rigid construction. | If you have skin disorders/injuries in the relevant part of the body, the product should be fitted and worn only after consultation with a medical professional. Do not use if you are allergic to any of the materials contained within this product
79-89060 | UNIVERSAL RIB BELT / FEMALE | BRACING & SUPPORTS | PROCARE | CER-DJO-011C-A | 0888912DJO000002415B | 00888912036184 | 47217 | Y060308 | PROCARE® PREMIUM PANEL ELASTIC BINDER | 13-1361-0-00000 | Support | Back Supports: to provide comfort and support to the lumbar spine. It may be suitable for the symptomatic relieft of acute and chronic low back pain. Abdominal Support: to provide comfort and support to the abdomen post-operatively. It may be suitable for strains or muscle weakness of the abdominal area. Rib belts: to provide comfort and support to the rib area. Soft-good/semi-rigid designed to restrict motion through elastic or semi-rigid construction. | If you have skin disorders/injuries in the relevant part of the body, the product should be fitted and worn only after consultation with a medical professional. Do not use if you are allergic to any of the materials contained within this product
79-89060-004 | UNIVERSAL RIB BELT /FEMALE | BRACING & SUPPORTS | PROCARE | CER-DJO-011C-A | 0888912DJO000002415B | 00888912392808 | 47217 | Y060308 | PROCARE® PREMIUM PANEL ELASTIC BINDER | 13-1361-0-00000 | Support | Back Supports: to provide comfort and support to the lumbar spine. It may be suitable for the symptomatic relieft of acute and chronic low back pain. Abdominal Support: to provide comfort and support to the abdomen post-operatively. It may be suitable for strains or muscle weakness of the abdominal area. Rib belts: to provide comfort and support to the rib area. Soft-good/semi-rigid designed to restrict motion through elastic or semi-rigid construction. | If you have skin disorders/injuries in the relevant part of the body, the product should be fitted and worn only after consultation with a medical professional. Do not use if you are allergic to any of the materials contained within this product
79-89070 | 9" 3-PANEL BINDER (30 "- 45") | BRACING & SUPPORTS | PROCARE | CER-DJO-011C-A | 0888912DJO000002415B | 00888912009805 | 47217 | Y060308 | PROCARE® PREMIUM PANEL ELASTIC BINDER | 13-1361-0-00000 | Support | Back Supports: to provide comfort and support to the lumbar spine. It may be suitable for the symptomatic relieft of acute and chronic low back pain. Abdominal Support: to provide comfort and support to the abdomen post-operatively. It may be suitable for strains or muscle weakness of the abdominal area. Rib belts: to provide comfort and support to the rib area. Soft-good/semi-rigid designed to restrict motion through elastic or semi-rigid construction. | If you have skin disorders/injuries in the relevant part of the body, the product should be fitted and worn only after consultation with a medical professional. Do not use if you are allergic to any of the materials contained within this product
79-89071 | 9 " 3-PANEL BINDER (45" - 62") | BRACING & SUPPORTS | PROCARE | CER-DJO-011C-A | 0888912DJO000002415B | 00888912009812 | 47217 | Y060308 | PROCARE® PREMIUM PANEL ELASTIC BINDER | 13-1361-0-00000 | Support | Back Supports: to provide comfort and support to the lumbar spine. It may be suitable for the symptomatic relieft of acute and chronic low back pain. Abdominal Support: to provide comfort and support to the abdomen post-operatively. It may be suitable for strains or muscle weakness of the abdominal area. Rib belts: to provide comfort and support to the rib area. Soft-good/semi-rigid designed to restrict motion through elastic or semi-rigid construction. | If you have skin disorders/injuries in the relevant part of the body, the product should be fitted and worn only after consultation with a medical professional. Do not use if you are allergic to any of the materials contained within this product
79-89080 | 10 UNIVERSAL ABD/SAC SUPPORT | BRACING & SUPPORTS | PROCARE | CER-DJO-011C-A | 0888912DJO000002415B | 00888912009829 | 47217 | Y060308 | PROCARE® PREMIUM PANEL ELASTIC BINDER | 13-1361-0-00000 | Support | Back Supports: to provide comfort and support to the lumbar spine. It may be suitable for the symptomatic relieft of acute and chronic low back pain. Abdominal Support: to provide comfort and support to the abdomen post-operatively. It may be suitable for strains or muscle weakness of the abdominal area. Rib belts: to provide comfort and support to the rib area. Soft-good/semi-rigid designed to restrict motion through elastic or semi-rigid construction. | If you have skin disorders/injuries in the relevant part of the body, the product should be fitted and worn only after consultation with a medical professional. Do not use if you are allergic to any of the materials contained within this product
79-89083 | INDUSTRIAL BACK SPRT,SM | BRACING & SUPPORTS | PROCARE | CER-DJO-011C-A | 0888912DJO000002385N | 00888912156530 | 33031 | Y060308 | PROCARE® INDUSTRIAL BACK SUPPORT | 13-1331-0-00000 | Support | The Procare Industrial Back Support is designed to provide comfort and support of the lumbar spine. It may be suitable for the symptomatic relief of acute and chronic low back pain. Soft-good/semi-rigid designed to restrict motion through elastic or semi-rigid construction. | If you have skin disorders/injuries in the relevant part of the body, the product should be fitted and worn only after consultation with a medical professional.
79-89085 | INDUSTRIAL BACK SPRT,M | BRACING & SUPPORTS | PROCARE | CER-DJO-011C-A | 0888912DJO000002385N | 00888912036290 | 33031 | Y060308 | PROCARE® INDUSTRIAL BACK SUPPORT | 13-1331-0-00000 | Support | The Procare Industrial Back Support is designed to provide comfort and support of the lumbar spine. It may be suitable for the symptomatic relief of acute and chronic low back pain. Soft-good/semi-rigid designed to restrict motion through elastic or semi-rigid construction. | If you have skin disorders/injuries in the relevant part of the body, the product should be fitted and worn only after consultation with a medical professional.
79-89087 | INDUSTRIAL BACK SUPPORT - LG | BRACING & SUPPORTS | PROCARE | CER-DJO-011C-A | 0888912DJO000002385N | 00888912036306 | 33031 | Y060308 | PROCARE® INDUSTRIAL BACK SUPPORT | 13-1331-0-00000 | Support | The Procare Industrial Back Support is designed to provide comfort and support of the lumbar spine. It may be suitable for the symptomatic relief of acute and chronic low back pain. Soft-good/semi-rigid designed to restrict motion through elastic or semi-rigid construction. | If you have skin disorders/injuries in the relevant part of the body, the product should be fitted and worn only after consultation with a medical professional.
79-89088 | INDUSTRIAL BACK SUPPORT - XL | BRACING & SUPPORTS | PROCARE | CER-DJO-011C-A | 0888912DJO000002385N | 00888912036313 | 33031 | Y060308 | PROCARE® INDUSTRIAL BACK SUPPORT | 13-1331-0-00000 | Support | The Procare Industrial Back Support is designed to provide comfort and support of the lumbar spine. It may be suitable for the symptomatic relief of acute and chronic low back pain. Soft-good/semi-rigid designed to restrict motion through elastic or semi-rigid construction. | If you have skin disorders/injuries in the relevant part of the body, the product should be fitted and worn only after consultation with a medical professional.
79-89089 | INDUSTRIAL BACK SUPPORT - XXL | BRACING & SUPPORTS | PROCARE | CER-DJO-011C-A | 0888912DJO000002385N | 00888912036320 | 33031 | Y060308 | PROCARE® INDUSTRIAL BACK SUPPORT | 13-1331-0-00000 | Support | The Procare Industrial Back Support is designed to provide comfort and support of the lumbar spine. It may be suitable for the symptomatic relief of acute and chronic low back pain. Soft-good/semi-rigid designed to restrict motion through elastic or semi-rigid construction. | If you have skin disorders/injuries in the relevant part of the body, the product should be fitted and worn only after consultation with a medical professional.
79-89090 | 12 " 4-PANEL BINDER (30"- 45") | BRACING & SUPPORTS | PROCARE | CER-DJO-011C-A | 0888912DJO000002415B | 00888912009836 | 47217 | Y060308 | PROCARE® PREMIUM PANEL ELASTIC BINDER | 13-1361-0-00000 | Support | Back Supports: to provide comfort and support to the lumbar spine. It may be suitable for the symptomatic relieft of acute and chronic low back pain. Abdominal Support: to provide comfort and support to the abdomen post-operatively. It may be suitable for strains or muscle weakness of the abdominal area. Rib belts: to provide comfort and support to the rib area. Soft-good/semi-rigid designed to restrict motion through elastic or semi-rigid construction. | If you have skin disorders/injuries in the relevant part of the body, the product should be fitted and worn only after consultation with a medical professional. Do not use if you are allergic to any of the materials contained within this product
79-89091 | 12 "4-PANEL BINDER (45"- 62") | BRACING & SUPPORTS | PROCARE | CER-DJO-011C-A | 0888912DJO000002415B | 00888912009843 | 47217 | Y060308 | PROCARE® PREMIUM PANEL ELASTIC BINDER | 13-1361-0-00000 | Support | Back Supports: to provide comfort and support to the lumbar spine. It may be suitable for the symptomatic relieft of acute and chronic low back pain. Abdominal Support: to provide comfort and support to the abdomen post-operatively. It may be suitable for strains or muscle weakness of the abdominal area. Rib belts: to provide comfort and support to the rib area. Soft-good/semi-rigid designed to restrict motion through elastic or semi-rigid construction. | If you have skin disorders/injuries in the relevant part of the body, the product should be fitted and worn only after consultation with a medical professional. Do not use if you are allergic to any of the materials contained within this product
79-89120 | COMFORT-FORM INSERT - 8" | BRACING & SUPPORTS | PROCARE | CER-DJO-011C-A | 0888912DJO000002365J | 00888912036405 | 33031 | Y060308 | PROCARE® COMFORT FOAM INSERT | 13-1329-0-00000 | Support | To be used with a ComfortForm compatible lumbo-sacral support to provide rigid support to the lower back area. Soft-good/semi-rigid designed to restrict motion through elastic or semi-rigid construction. | If you have skin disorders/injuries in the relevant part of the body, the product should be fitted and worn only after consultation with a medical professional.
79-89142 | IND BACK SUP W/SUSPENDERS XS | BRACING & SUPPORTS | PROCARE | CER-DJO-011C-A | 0888912DJO000002385N | 00888912036412 | 33031 | Y060308 | PROCARE® INDUSTRIAL BACK SUPPORT | 13-1331-0-00000 | Support | The Procare Industrial Back Support is designed to provide comfort and support of the lumbar spine. It may be suitable for the symptomatic relief of acute and chronic low back pain. Soft-good/semi-rigid designed to restrict motion through elastic or semi-rigid construction. | If you have skin disorders/injuries in the relevant part of the body, the product should be fitted and worn only after consultation with a medical professional.
79-89143 | IND BACK SUPP W/SUSPENDERS-SM | BRACING & SUPPORTS | PROCARE | CER-DJO-011C-A | 0888912DJO000002385N | 00888912036429 | 33031 | Y060308 | PROCARE® INDUSTRIAL BACK SUPPORT | 13-1331-0-00000 | Support | The Procare Industrial Back Support is designed to provide comfort and support of the lumbar spine. It may be suitable for the symptomatic relief of acute and chronic low back pain. Soft-good/semi-rigid designed to restrict motion through elastic or semi-rigid construction. | If you have skin disorders/injuries in the relevant part of the body, the product should be fitted and worn only after consultation with a medical professional.
79-89145 | IND BACK SUPP W/SUSPENDERS-M | BRACING & SUPPORTS | PROCARE | CER-DJO-011C-A | 0888912DJO000002385N | 00888912036436 | 33031 | Y060308 | PROCARE® INDUSTRIAL BACK SUPPORT | 13-1331-0-00000 | Support | The Procare Industrial Back Support is designed to provide comfort and support of the lumbar spine. It may be suitable for the symptomatic relief of acute and chronic low back pain. Soft-good/semi-rigid designed to restrict motion through elastic or semi-rigid construction. | If you have skin disorders/injuries in the relevant part of the body, the product should be fitted and worn only after consultation with a medical professional.
79-89147 | IND BACK SUPP W/SUSPENDERS-LG | BRACING & SUPPORTS | PROCARE | CER-DJO-011C-A | 0888912DJO000002385N | 00888912036443 | 33031 | Y060308 | PROCARE® INDUSTRIAL BACK SUPPORT | 13-1331-0-00000 | Support | The Procare Industrial Back Support is designed to provide comfort and support of the lumbar spine. It may be suitable for the symptomatic relief of acute and chronic low back pain. Soft-good/semi-rigid designed to restrict motion through elastic or semi-rigid construction. | If you have skin disorders/injuries in the relevant part of the body, the product should be fitted and worn only after consultation with a medical professional.
79-89148 | IND BACK SUPP W/SUSPENDERS-XL | BRACING & SUPPORTS | PROCARE | CER-DJO-011C-A | 0888912DJO000002385N | 00888912036450 | 33031 | Y060308 | PROCARE® INDUSTRIAL BACK SUPPORT | 13-1331-0-00000 | Support | The Procare Industrial Back Support is designed to provide comfort and support of the lumbar spine. It may be suitable for the symptomatic relief of acute and chronic low back pain. Soft-good/semi-rigid designed to restrict motion through elastic or semi-rigid construction. | If you have skin disorders/injuries in the relevant part of the body, the product should be fitted and worn only after consultation with a medical professional.
79-89149 | IND BACK SUPP W/SUSPENDERS-XXL | BRACING & SUPPORTS | PROCARE | CER-DJO-011C-A | 0888912DJO000002385N | 00888912036467 | 33031 | Y060308 | PROCARE® INDUSTRIAL BACK SUPPORT | 13-1331-0-00000 | Support | The Procare Industrial Back Support is designed to provide comfort and support of the lumbar spine. It may be suitable for the symptomatic relief of acute and chronic low back pain. Soft-good/semi-rigid designed to restrict motion through elastic or semi-rigid construction. | If you have skin disorders/injuries in the relevant part of the body, the product should be fitted and worn only after consultation with a medical professional.
79-89149L | IND BACK SUPP W/SUSP XXXL | BRACING & SUPPORTS | PROCARE | CER-DJO-011C-A | 0888912DJO000002385N | 00888912036474 | 33031 | Y060308 | PROCARE® INDUSTRIAL BACK SUPPORT | 13-1331-0-00000 | Support | The Procare Industrial Back Support is designed to provide comfort and support of the lumbar spine. It may be suitable for the symptomatic relief of acute and chronic low back pain. Soft-good/semi-rigid designed to restrict motion through elastic or semi-rigid construction. | If you have skin disorders/injuries in the relevant part of the body, the product should be fitted and worn only after consultation with a medical professional.
79-89149X | IND BACK SUPP W/SUSP - XXXXL | BRACING & SUPPORTS | PROCARE | CER-DJO-011C-A | 0888912DJO000002385N | 00888912036481 | 33031 | Y060308 | PROCARE® INDUSTRIAL BACK SUPPORT | 13-1331-0-00000 | Support | The Procare Industrial Back Support is designed to provide comfort and support of the lumbar spine. It may be suitable for the symptomatic relief of acute and chronic low back pain. Soft-good/semi-rigid designed to restrict motion through elastic or semi-rigid construction. | If you have skin disorders/injuries in the relevant part of the body, the product should be fitted and worn only after consultation with a medical professional.
79-89150 | UNIV DELUXE RIB BELT,MALE | BRACING & SUPPORTS | PROCARE | CER-DJO-011C-A | 0888912DJO000002415B | 00888912036498 | 47217 | Y060308 | PROCARE® PREMIUM PANEL ELASTIC BINDER | 13-1361-0-00000 | Support | Back Supports: to provide comfort and support to the lumbar spine. It may be suitable for the symptomatic relieft of acute and chronic low back pain. Abdominal Support: to provide comfort and support to the abdomen post-operatively. It may be suitable for strains or muscle weakness of the abdominal area. Rib belts: to provide comfort and support to the rib area. Soft-good/semi-rigid designed to restrict motion through elastic or semi-rigid construction. | If you have skin disorders/injuries in the relevant part of the body, the product should be fitted and worn only after consultation with a medical professional. Do not use if you are allergic to any of the materials contained within this product
79-89151 | UNIV DLX RIB BELT,MALE U/XL | BRACING & SUPPORTS | PROCARE | CER-DJO-011C-A | 0888912DJO000002415B | 00888912036504 | 47217 | Y060308 | PROCARE® PREMIUM PANEL ELASTIC BINDER | 13-1361-0-00000 | Support | Back Supports: to provide comfort and support to the lumbar spine. It may be suitable for the symptomatic relieft of acute and chronic low back pain. Abdominal Support: to provide comfort and support to the abdomen post-operatively. It may be suitable for strains or muscle weakness of the abdominal area. Rib belts: to provide comfort and support to the rib area. Soft-good/semi-rigid designed to restrict motion through elastic or semi-rigid construction. | If you have skin disorders/injuries in the relevant part of the body, the product should be fitted and worn only after consultation with a medical professional. Do not use if you are allergic to any of the materials contained within this product
79-89160 | UNIV DELUXE RIB BELT,FEMALE | BRACING & SUPPORTS | PROCARE | CER-DJO-011C-A | 0888912DJO000002415B | 00888912036511 | 47217 | Y060308 | PROCARE® PREMIUM PANEL ELASTIC BINDER | 13-1361-0-00000 | Support | Back Supports: to provide comfort and support to the lumbar spine. It may be suitable for the symptomatic relieft of acute and chronic low back pain. Abdominal Support: to provide comfort and support to the abdomen post-operatively. It may be suitable for strains or muscle weakness of the abdominal area. Rib belts: to provide comfort and support to the rib area. Soft-good/semi-rigid designed to restrict motion through elastic or semi-rigid construction. | If you have skin disorders/injuries in the relevant part of the body, the product should be fitted and worn only after consultation with a medical professional. Do not use if you are allergic to any of the materials contained within this product
79-89183 | 10 CRISS-CROSS W/SIDE PULL-SM | BRACING & SUPPORTS | PROCARE | CER-DJO-011C-A | 0888912DJO000002415B | 00888912036573 | 47217 | Y060308 | PROCARE® PREMIUM PANEL ELASTIC BINDER | 13-1361-0-00000 | Support | Back Supports: to provide comfort and support to the lumbar spine. It may be suitable for the symptomatic relieft of acute and chronic low back pain. Abdominal Support: to provide comfort and support to the abdomen post-operatively. It may be suitable for strains or muscle weakness of the abdominal area. Rib belts: to provide comfort and support to the rib area. Soft-good/semi-rigid designed to restrict motion through elastic or semi-rigid construction. | If you have skin disorders/injuries in the relevant part of the body, the product should be fitted and worn only after consultation with a medical professional. Do not use if you are allergic to any of the materials contained within this product
79-89185 | 10 CRISS-CROSS W/SIDE PULL-M | BRACING & SUPPORTS | PROCARE | CER-DJO-011C-A | 0888912DJO000002415B | 00888912036580 | 47217 | Y060308 | PROCARE® PREMIUM PANEL ELASTIC BINDER | 13-1361-0-00000 | Support | Back Supports: to provide comfort and support to the lumbar spine. It may be suitable for the symptomatic relieft of acute and chronic low back pain. Abdominal Support: to provide comfort and support to the abdomen post-operatively. It may be suitable for strains or muscle weakness of the abdominal area. Rib belts: to provide comfort and support to the rib area. Soft-good/semi-rigid designed to restrict motion through elastic or semi-rigid construction. | If you have skin disorders/injuries in the relevant part of the body, the product should be fitted and worn only after consultation with a medical professional. Do not use if you are allergic to any of the materials contained within this product
79-89187 | 10 CRISS-CROSS W/SIDE PULL-LG | BRACING & SUPPORTS | PROCARE | CER-DJO-011C-A | 0888912DJO000002415B | 00888912036597 | 47217 | Y060308 | PROCARE® PREMIUM PANEL ELASTIC BINDER | 13-1361-0-00000 | Support | Back Supports: to provide comfort and support to the lumbar spine. It may be suitable for the symptomatic relieft of acute and chronic low back pain. Abdominal Support: to provide comfort and support to the abdomen post-operatively. It may be suitable for strains or muscle weakness of the abdominal area. Rib belts: to provide comfort and support to the rib area. Soft-good/semi-rigid designed to restrict motion through elastic or semi-rigid construction. | If you have skin disorders/injuries in the relevant part of the body, the product should be fitted and worn only after consultation with a medical professional. Do not use if you are allergic to any of the materials contained within this product
79-89188 | 10 CRISS-CROSS W/SIDE PULL-XL | BRACING & SUPPORTS | PROCARE | CER-DJO-011C-A | 0888912DJO000002415B | 00888912036603 | 47217 | Y060308 | PROCARE® PREMIUM PANEL ELASTIC BINDER | 13-1361-0-00000 | Support | Back Supports: to provide comfort and support to the lumbar spine. It may be suitable for the symptomatic relieft of acute and chronic low back pain. Abdominal Support: to provide comfort and support to the abdomen post-operatively. It may be suitable for strains or muscle weakness of the abdominal area. Rib belts: to provide comfort and support to the rib area. Soft-good/semi-rigid designed to restrict motion through elastic or semi-rigid construction. | If you have skin disorders/injuries in the relevant part of the body, the product should be fitted and worn only after consultation with a medical professional. Do not use if you are allergic to any of the materials contained within this product
79-89189 | 10 CRISS-CROSS BINDER - XXL | BRACING & SUPPORTS | PROCARE | CER-DJO-011C-A | 0888912DJO000002415B | 00888912036610 | 47217 | Y060308 | PROCARE® PREMIUM PANEL ELASTIC BINDER | 13-1361-0-00000 | Support | Back Supports: to provide comfort and support to the lumbar spine. It may be suitable for the symptomatic relieft of acute and chronic low back pain. Abdominal Support: to provide comfort and support to the abdomen post-operatively. It may be suitable for strains or muscle weakness of the abdominal area. Rib belts: to provide comfort and support to the rib area. Soft-good/semi-rigid designed to restrict motion through elastic or semi-rigid construction. | If you have skin disorders/injuries in the relevant part of the body, the product should be fitted and worn only after consultation with a medical professional. Do not use if you are allergic to any of the materials contained within this product
79-89210 | 9" 3-PANEL BINDER(62"-74") | BRACING & SUPPORTS | PROCARE | CER-DJO-011C-A | 0888912DJO000002415B | 00888912036689 | 47217 | Y060308 | PROCARE® PREMIUM PANEL ELASTIC BINDER | 13-1361-0-00000 | Support | Back Supports: to provide comfort and support to the lumbar spine. It may be suitable for the symptomatic relieft of acute and chronic low back pain. Abdominal Support: to provide comfort and support to the abdomen post-operatively. It may be suitable for strains or muscle weakness of the abdominal area. Rib belts: to provide comfort and support to the rib area. Soft-good/semi-rigid designed to restrict motion through elastic or semi-rigid construction. | If you have skin disorders/injuries in the relevant part of the body, the product should be fitted and worn only after consultation with a medical professional. Do not use if you are allergic to any of the materials contained within this product
79-89220 | 12" 4 PANEL BINDER(62"-74") | BRACING & SUPPORTS | PROCARE | CER-DJO-011C-A | 0888912DJO000002415B | 00888912009850 | 47217 | Y060308 | PROCARE® PREMIUM PANEL ELASTIC BINDER | 13-1361-0-00000 | Support | Back Supports: to provide comfort and support to the lumbar spine. It may be suitable for the symptomatic relieft of acute and chronic low back pain. Abdominal Support: to provide comfort and support to the abdomen post-operatively. It may be suitable for strains or muscle weakness of the abdominal area. Rib belts: to provide comfort and support to the rib area. Soft-good/semi-rigid designed to restrict motion through elastic or semi-rigid construction. | If you have skin disorders/injuries in the relevant part of the body, the product should be fitted and worn only after consultation with a medical professional. Do not use if you are allergic to any of the materials contained within this product
79-89240 | CLINIC RET. SUP W/COMP STR-S/M | BRACING & SUPPORTS | PROCARE | CER-DJO-011C-A | 0888912DJO000002415B | 00888912036719 | 41442 | Y060308 | PROCARE® PREMIUM PANEL ELASTIC BINDER | 13-1361-0-00000 | Support | Back Supports: to provide comfort and support to the lumbar spine. It may be suitable for the symptomatic relieft of acute and chronic low back pain. Abdominal Support: to provide comfort and support to the abdomen post-operatively. It may be suitable for strains or muscle weakness of the abdominal area. Rib belts: to provide comfort and support to the rib area. Soft-good/semi-rigid designed to restrict motion through elastic or semi-rigid construction. | If you have skin disorders/injuries in the relevant part of the body, the product should be fitted and worn only after consultation with a medical professional. Do not use if you are allergic to any of the materials contained within this product
79-89241 | CLINIC RET.SUP W/COMP STR-L/XL | BRACING & SUPPORTS | PROCARE | CER-DJO-011C-A | 0888912DJO000002415B | 00888912036726 | 41442 | Y060308 | PROCARE® PREMIUM PANEL ELASTIC BINDER | 13-1361-0-00000 | Support | Back Supports: to provide comfort and support to the lumbar spine. It may be suitable for the symptomatic relieft of acute and chronic low back pain. Abdominal Support: to provide comfort and support to the abdomen post-operatively. It may be suitable for strains or muscle weakness of the abdominal area. Rib belts: to provide comfort and support to the rib area. Soft-good/semi-rigid designed to restrict motion through elastic or semi-rigid construction. | If you have skin disorders/injuries in the relevant part of the body, the product should be fitted and worn only after consultation with a medical professional. Do not use if you are allergic to any of the materials contained within this product
79-89250 | 9" PANEL BINDER(82-100"), XXXL | BRACING & SUPPORTS | PROCARE | CER-DJO-011C-A | 0888912DJO000002415B | 00888912036733 | 47217 | Y060308 | PROCARE® PREMIUM PANEL ELASTIC BINDER | 13-1361-0-00000 | Support | Back Supports: to provide comfort and support to the lumbar spine. It may be suitable for the symptomatic relieft of acute and chronic low back pain. Abdominal Support: to provide comfort and support to the abdomen post-operatively. It may be suitable for strains or muscle weakness of the abdominal area. Rib belts: to provide comfort and support to the rib area. Soft-good/semi-rigid designed to restrict motion through elastic or semi-rigid construction. | If you have skin disorders/injuries in the relevant part of the body, the product should be fitted and worn only after consultation with a medical professional. Do not use if you are allergic to any of the materials contained within this product
79-89260 | 12" PANEL BINDER(82-100"), 3XL | BRACING & SUPPORTS | PROCARE | CER-DJO-011C-A | 0888912DJO000002415B | 00888912036740 | 47217 | Y060308 | PROCARE® PREMIUM PANEL ELASTIC BINDER | 13-1361-0-00000 | Support | Back Supports: to provide comfort and support to the lumbar spine. It may be suitable for the symptomatic relieft of acute and chronic low back pain. Abdominal Support: to provide comfort and support to the abdomen post-operatively. It may be suitable for strains or muscle weakness of the abdominal area. Rib belts: to provide comfort and support to the rib area. Soft-good/semi-rigid designed to restrict motion through elastic or semi-rigid construction. | If you have skin disorders/injuries in the relevant part of the body, the product should be fitted and worn only after consultation with a medical professional. Do not use if you are allergic to any of the materials contained within this product
79-89270 | 9" 3-PANEL BINDER(72-84") 2XL | BRACING & SUPPORTS | PROCARE | CER-DJO-011C-A | 0888912DJO000002415B | 00888912036801 | 47217 | Y060308 | PROCARE® PREMIUM PANEL ELASTIC BINDER | 13-1361-0-00000 | Support | Back Supports: to provide comfort and support to the lumbar spine. It may be suitable for the symptomatic relieft of acute and chronic low back pain. Abdominal Support: to provide comfort and support to the abdomen post-operatively. It may be suitable for strains or muscle weakness of the abdominal area. Rib belts: to provide comfort and support to the rib area. Soft-good/semi-rigid designed to restrict motion through elastic or semi-rigid construction. | If you have skin disorders/injuries in the relevant part of the body, the product should be fitted and worn only after consultation with a medical professional. Do not use if you are allergic to any of the materials contained within this product
79-89280 | 12" 4-PANEL BINDER(72-84") 2XL | BRACING & SUPPORTS | PROCARE | CER-DJO-011C-A | 0888912DJO000002415B | 00888912036818 | 47217 | Y060308 | PROCARE® PREMIUM PANEL ELASTIC BINDER | 13-1361-0-00000 | Support | Back Supports: to provide comfort and support to the lumbar spine. It may be suitable for the symptomatic relieft of acute and chronic low back pain. Abdominal Support: to provide comfort and support to the abdomen post-operatively. It may be suitable for strains or muscle weakness of the abdominal area. Rib belts: to provide comfort and support to the rib area. Soft-good/semi-rigid designed to restrict motion through elastic or semi-rigid construction. | If you have skin disorders/injuries in the relevant part of the body, the product should be fitted and worn only after consultation with a medical professional. Do not use if you are allergic to any of the materials contained within this product
79-89293 | MATERNITY BELT - S | BRACING & SUPPORTS | PROCARE | CER-DJO-011C-A | 0888912DJO000002395Q | 00888912036825 | 33031 | Y060309 | PROCARE® MATERNITY BELT | 13-1335-0-00000 | Support | The Procare Maternity Belt is designed to provide support to the lumbar spine and abdominal area during pregnancy. It may be suitable for the symptomatic relief of lumbar pain and discomfort due to stretching and expansion of the abdomen. Overall, it provides support and comfort to the lower back and abdomen. Soft-good/semi-rigid designed to restrict motion through elastic or semi-rigid construction. | If you have skin disorders/injuries in the relevant part of the body, the product should be fitted and worn only after consultation with a medical professional.
79-89295 | MATERNITY BELT - M | BRACING & SUPPORTS | PROCARE | CER-DJO-011C-A | 0888912DJO000002395Q | 00888912036832 | 33031 | Y060309 | PROCARE® MATERNITY BELT | 13-1335-0-00000 | Support | The Procare Maternity Belt is designed to provide support to the lumbar spine and abdominal area during pregnancy. It may be suitable for the symptomatic relief of lumbar pain and discomfort due to stretching and expansion of the abdomen. Overall, it provides support and comfort to the lower back and abdomen. Soft-good/semi-rigid designed to restrict motion through elastic or semi-rigid construction. | If you have skin disorders/injuries in the relevant part of the body, the product should be fitted and worn only after consultation with a medical professional.
79-89297 | MATERNITY BELT - L | BRACING & SUPPORTS | PROCARE | CER-DJO-011C-A | 0888912DJO000002395Q | 00888912036849 | 33031 | Y060309 | PROCARE® MATERNITY BELT | 13-1335-0-00000 | Support | The Procare Maternity Belt is designed to provide support to the lumbar spine and abdominal area during pregnancy. It may be suitable for the symptomatic relief of lumbar pain and discomfort due to stretching and expansion of the abdomen. Overall, it provides support and comfort to the lower back and abdomen. Soft-good/semi-rigid designed to restrict motion through elastic or semi-rigid construction. | If you have skin disorders/injuries in the relevant part of the body, the product should be fitted and worn only after consultation with a medical professional.
79-89298 | MATERNITY BELT - XL | BRACING & SUPPORTS | PROCARE | CER-DJO-011C-A | 0888912DJO000002395Q | 00888912036856 | 33031 | Y060309 | PROCARE® MATERNITY BELT | 13-1335-0-00000 | Support | The Procare Maternity Belt is designed to provide support to the lumbar spine and abdominal area during pregnancy. It may be suitable for the symptomatic relief of lumbar pain and discomfort due to stretching and expansion of the abdomen. Overall, it provides support and comfort to the lower back and abdomen. Soft-good/semi-rigid designed to restrict motion through elastic or semi-rigid construction. | If you have skin disorders/injuries in the relevant part of the body, the product should be fitted and worn only after consultation with a medical professional.
79-89323 | 12" ABDOMINAL BINDER,S | BRACING & SUPPORTS | PROCARE | CER-DJO-011C-A | 0888912DJO000002415B | 00888912036863 | 47217 | Y060308 | PROCARE® PREMIUM PANEL ELASTIC BINDER | 13-1361-0-00000 | Support | Back Supports: to provide comfort and support to the lumbar spine. It may be suitable for the symptomatic relieft of acute and chronic low back pain. Abdominal Support: to provide comfort and support to the abdomen post-operatively. It may be suitable for strains or muscle weakness of the abdominal area. Rib belts: to provide comfort and support to the rib area. Soft-good/semi-rigid designed to restrict motion through elastic or semi-rigid construction. | If you have skin disorders/injuries in the relevant part of the body, the product should be fitted and worn only after consultation with a medical professional. Do not use if you are allergic to any of the materials contained within this product
79-89325 | 12" ABDOMINAL BINDER,M | BRACING & SUPPORTS | PROCARE | CER-DJO-011C-A | 0888912DJO000002415B | 00888912036870 | 47217 | Y060308 | PROCARE® PREMIUM PANEL ELASTIC BINDER | 13-1361-0-00000 | Support | Back Supports: to provide comfort and support to the lumbar spine. It may be suitable for the symptomatic relieft of acute and chronic low back pain. Abdominal Support: to provide comfort and support to the abdomen post-operatively. It may be suitable for strains or muscle weakness of the abdominal area. Rib belts: to provide comfort and support to the rib area. Soft-good/semi-rigid designed to restrict motion through elastic or semi-rigid construction. | If you have skin disorders/injuries in the relevant part of the body, the product should be fitted and worn only after consultation with a medical professional. Do not use if you are allergic to any of the materials contained within this product
79-89327 | 12" ABDOMINAL BINDER,L | BRACING & SUPPORTS | PROCARE | CER-DJO-011C-A | 0888912DJO000002415B | 00888912036887 | 47217 | Y060308 | PROCARE® PREMIUM PANEL ELASTIC BINDER | 13-1361-0-00000 | Support | Back Supports: to provide comfort and support to the lumbar spine. It may be suitable for the symptomatic relieft of acute and chronic low back pain. Abdominal Support: to provide comfort and support to the abdomen post-operatively. It may be suitable for strains or muscle weakness of the abdominal area. Rib belts: to provide comfort and support to the rib area. Soft-good/semi-rigid designed to restrict motion through elastic or semi-rigid construction. | If you have skin disorders/injuries in the relevant part of the body, the product should be fitted and worn only after consultation with a medical professional. Do not use if you are allergic to any of the materials contained within this product
79-89328 | 12" ABDOMINAL BINDER,XL | BRACING & SUPPORTS | PROCARE | CER-DJO-011C-A | 0888912DJO000002415B | 00888912036894 | 47217 | Y060308 | PROCARE® PREMIUM PANEL ELASTIC BINDER | 13-1361-0-00000 | Support | Back Supports: to provide comfort and support to the lumbar spine. It may be suitable for the symptomatic relieft of acute and chronic low back pain. Abdominal Support: to provide comfort and support to the abdomen post-operatively. It may be suitable for strains or muscle weakness of the abdominal area. Rib belts: to provide comfort and support to the rib area. Soft-good/semi-rigid designed to restrict motion through elastic or semi-rigid construction. | If you have skin disorders/injuries in the relevant part of the body, the product should be fitted and worn only after consultation with a medical professional. Do not use if you are allergic to any of the materials contained within this product
79-89329 | 12" ABDOMINAL BINDER,XXL | BRACING & SUPPORTS | PROCARE | CER-DJO-011C-A | 0888912DJO000002415B | 00888912036900 | 47217 | Y060308 | PROCARE® PREMIUM PANEL ELASTIC BINDER | 13-1361-0-00000 | Support | Back Supports: to provide comfort and support to the lumbar spine. It may be suitable for the symptomatic relieft of acute and chronic low back pain. Abdominal Support: to provide comfort and support to the abdomen post-operatively. It may be suitable for strains or muscle weakness of the abdominal area. Rib belts: to provide comfort and support to the rib area. Soft-good/semi-rigid designed to restrict motion through elastic or semi-rigid construction. | If you have skin disorders/injuries in the relevant part of the body, the product should be fitted and worn only after consultation with a medical professional. Do not use if you are allergic to any of the materials contained within this product
79-89333 | 14" ABDOMINAL BINDER,S | BRACING & SUPPORTS | PROCARE | CER-DJO-011C-A | 0888912DJO000002415B | 00888912036917 | 47217 | Y060308 | PROCARE® PREMIUM PANEL ELASTIC BINDER | 13-1361-0-00000 | Support | Back Supports: to provide comfort and support to the lumbar spine. It may be suitable for the symptomatic relieft of acute and chronic low back pain. Abdominal Support: to provide comfort and support to the abdomen post-operatively. It may be suitable for strains or muscle weakness of the abdominal area. Rib belts: to provide comfort and support to the rib area. Soft-good/semi-rigid designed to restrict motion through elastic or semi-rigid construction. | If you have skin disorders/injuries in the relevant part of the body, the product should be fitted and worn only after consultation with a medical professional. Do not use if you are allergic to any of the materials contained within this product
79-89335 | 14" ABDOMINAL BINDER,M | BRACING & SUPPORTS | PROCARE | CER-DJO-011C-A | 0888912DJO000002415B | 00888912036924 | 47217 | Y060308 | PROCARE® PREMIUM PANEL ELASTIC BINDER | 13-1361-0-00000 | Support | Back Supports: to provide comfort and support to the lumbar spine. It may be suitable for the symptomatic relieft of acute and chronic low back pain. Abdominal Support: to provide comfort and support to the abdomen post-operatively. It may be suitable for strains or muscle weakness of the abdominal area. Rib belts: to provide comfort and support to the rib area. Soft-good/semi-rigid designed to restrict motion through elastic or semi-rigid construction. | If you have skin disorders/injuries in the relevant part of the body, the product should be fitted and worn only after consultation with a medical professional. Do not use if you are allergic to any of the materials contained within this product
79-89337 | 14" ABDOMINAL BINDER,L | BRACING & SUPPORTS | PROCARE | CER-DJO-011C-A | 0888912DJO000002415B | 00888912036931 | 47217 | Y060308 | PROCARE® PREMIUM PANEL ELASTIC BINDER | 13-1361-0-00000 | Support | Back Supports: to provide comfort and support to the lumbar spine. It may be suitable for the symptomatic relieft of acute and chronic low back pain. Abdominal Support: to provide comfort and support to the abdomen post-operatively. It may be suitable for strains or muscle weakness of the abdominal area. Rib belts: to provide comfort and support to the rib area. Soft-good/semi-rigid designed to restrict motion through elastic or semi-rigid construction. | If you have skin disorders/injuries in the relevant part of the body, the product should be fitted and worn only after consultation with a medical professional. Do not use if you are allergic to any of the materials contained within this product
79-89338 | 14" ABDOMINAL BINDER,XL | BRACING & SUPPORTS | PROCARE | CER-DJO-011C-A | 0888912DJO000002415B | 00888912036948 | 47217 | Y060308 | PROCARE® PREMIUM PANEL ELASTIC BINDER | 13-1361-0-00000 | Support | Back Supports: to provide comfort and support to the lumbar spine. It may be suitable for the symptomatic relieft of acute and chronic low back pain. Abdominal Support: to provide comfort and support to the abdomen post-operatively. It may be suitable for strains or muscle weakness of the abdominal area. Rib belts: to provide comfort and support to the rib area. Soft-good/semi-rigid designed to restrict motion through elastic or semi-rigid construction. | If you have skin disorders/injuries in the relevant part of the body, the product should be fitted and worn only after consultation with a medical professional. Do not use if you are allergic to any of the materials contained within this product
79-89339 | 14" ABDOMINAL BINDER,XXL | BRACING & SUPPORTS | PROCARE | CER-DJO-011C-A | 0888912DJO000002415B | 00888912036955 | 47217 | Y060308 | PROCARE® PREMIUM PANEL ELASTIC BINDER | 13-1361-0-00000 | Support | Back Supports: to provide comfort and support to the lumbar spine. It may be suitable for the symptomatic relieft of acute and chronic low back pain. Abdominal Support: to provide comfort and support to the abdomen post-operatively. It may be suitable for strains or muscle weakness of the abdominal area. Rib belts: to provide comfort and support to the rib area. Soft-good/semi-rigid designed to restrict motion through elastic or semi-rigid construction. | If you have skin disorders/injuries in the relevant part of the body, the product should be fitted and worn only after consultation with a medical professional. Do not use if you are allergic to any of the materials contained within this product
79-89352 | COMFORTFORM BACK SUPP, XS | BRACING & SUPPORTS | PROCARE | CER-DJO-011C-A | 0888912DJO000002595W | 00888912037013 | 33031 | Y060308 | PROCARE® ComfortFORM™ Back Support | 13-4996-0-00000 | Support | The Procare ComfortForm Back Support is designed to provide comfort and support of the lumbar spine. It may be suitable for the symptomatic relief of acute and chronic low back pain. Soft-good/semi-rigid designed to restrict motion through elastic or semi-rigid construction. | If you have skin disorders/injuries in the relevant part of the body, the product should be fitted and worn only after consultation with a medical professional.
79-89353 | COMFORTFORM BACK SUPP, SM | BRACING & SUPPORTS | PROCARE | CER-DJO-011C-A | 0888912DJO000002595W | 00888912037020 | 33031 | Y060308 | PROCARE® ComfortFORM™ Back Support | 13-4996-0-00000 | Support | The Procare ComfortForm Back Support is designed to provide comfort and support of the lumbar spine. It may be suitable for the symptomatic relief of acute and chronic low back pain. Soft-good/semi-rigid designed to restrict motion through elastic or semi-rigid construction. | If you have skin disorders/injuries in the relevant part of the body, the product should be fitted and worn only after consultation with a medical professional.
79-89355 | COMFORTFORM BACK SUPP, MED | BRACING & SUPPORTS | PROCARE | CER-DJO-011C-A | 0888912DJO000002595W | 00888912037037 | 33031 | Y060308 | PROCARE® ComfortFORM™ Back Support | 13-4996-0-00000 | Support | The Procare ComfortForm Back Support is designed to provide comfort and support of the lumbar spine. It may be suitable for the symptomatic relief of acute and chronic low back pain. Soft-good/semi-rigid designed to restrict motion through elastic or semi-rigid construction. | If you have skin disorders/injuries in the relevant part of the body, the product should be fitted and worn only after consultation with a medical professional.
79-89357 | COMFORT FORM BACK SUPP, LG | BRACING & SUPPORTS | PROCARE | CER-DJO-011C-A | 0888912DJO000002595W | 00888912037044 | 33031 | Y060308 | PROCARE® ComfortFORM™ Back Support | 13-4996-0-00000 | Support | The Procare ComfortForm Back Support is designed to provide comfort and support of the lumbar spine. It may be suitable for the symptomatic relief of acute and chronic low back pain. Soft-good/semi-rigid designed to restrict motion through elastic or semi-rigid construction. | If you have skin disorders/injuries in the relevant part of the body, the product should be fitted and worn only after consultation with a medical professional.
79-89358 | COMFORT FORM BACK SUPP, XL | BRACING & SUPPORTS | PROCARE | CER-DJO-011C-A | 0888912DJO000002595W | 00888912037051 | 33031 | Y060308 | PROCARE® ComfortFORM™ Back Support | 13-4996-0-00000 | Support | The Procare ComfortForm Back Support is designed to provide comfort and support of the lumbar spine. It may be suitable for the symptomatic relief of acute and chronic low back pain. Soft-good/semi-rigid designed to restrict motion through elastic or semi-rigid construction. | If you have skin disorders/injuries in the relevant part of the body, the product should be fitted and worn only after consultation with a medical professional.
79-89359 | COMFORT FORM BACK SUPP, XXL | BRACING & SUPPORTS | PROCARE | CER-DJO-011C-A | 0888912DJO000002595W | 00888912037068 | 33031 | Y060308 | PROCARE® ComfortFORM™ Back Support | 13-4996-0-00000 | Support | The Procare ComfortForm Back Support is designed to provide comfort and support of the lumbar spine. It may be suitable for the symptomatic relief of acute and chronic low back pain. Soft-good/semi-rigid designed to restrict motion through elastic or semi-rigid construction. | If you have skin disorders/injuries in the relevant part of the body, the product should be fitted and worn only after consultation with a medical professional.
79-89359-10 | COMFORT FORM BACK SUPP, XXXL | BRACING & SUPPORTS | PROCARE | CER-DJO-011C-A | 0888912DJO000002595W | 00888912037075 | 33031 | Y060308 | PROCARE® ComfortFORM™ Back Support | 13-4996-0-00000 | Support | The Procare ComfortForm Back Support is designed to provide comfort and support of the lumbar spine. It may be suitable for the symptomatic relief of acute and chronic low back pain. Soft-good/semi-rigid designed to restrict motion through elastic or semi-rigid construction. | If you have skin disorders/injuries in the relevant part of the body, the product should be fitted and worn only after consultation with a medical professional.
79-89364 | 9" PERSONAL BINDER, S/M | BRACING & SUPPORTS | PROCARE | CER-DJO-011C-A | 0888912DJO000002415B | 00888912037082 | 47217 | Y060308 | PROCARE® PREMIUM PANEL ELASTIC BINDER | 13-1361-0-00000 | Support | Back Supports: to provide comfort and support to the lumbar spine. It may be suitable for the symptomatic relieft of acute and chronic low back pain. Abdominal Support: to provide comfort and support to the abdomen post-operatively. It may be suitable for strains or muscle weakness of the abdominal area. Rib belts: to provide comfort and support to the rib area. Soft-good/semi-rigid designed to restrict motion through elastic or semi-rigid construction. | If you have skin disorders/injuries in the relevant part of the body, the product should be fitted and worn only after consultation with a medical professional. Do not use if you are allergic to any of the materials contained within this product
79-89366 | 9" PERSONAL BINDER, M/L | BRACING & SUPPORTS | PROCARE | CER-DJO-011C-A | 0888912DJO000002415B | 00888912037099 | 47217 | Y060308 | PROCARE® PREMIUM PANEL ELASTIC BINDER | 13-1361-0-00000 | Support | Back Supports: to provide comfort and support to the lumbar spine. It may be suitable for the symptomatic relieft of acute and chronic low back pain. Abdominal Support: to provide comfort and support to the abdomen post-operatively. It may be suitable for strains or muscle weakness of the abdominal area. Rib belts: to provide comfort and support to the rib area. Soft-good/semi-rigid designed to restrict motion through elastic or semi-rigid construction. | If you have skin disorders/injuries in the relevant part of the body, the product should be fitted and worn only after consultation with a medical professional. Do not use if you are allergic to any of the materials contained within this product
79-89376 | 10" PERSONAL BINDER, M/L | BRACING & SUPPORTS | PROCARE | CER-DJO-011C-A | 0888912DJO000002415B | 00888912037105 | 47217 | Y060308 | PROCARE® PREMIUM PANEL ELASTIC BINDER | 13-1361-0-00000 | Support | Back Supports: to provide comfort and support to the lumbar spine. It may be suitable for the symptomatic relieft of acute and chronic low back pain. Abdominal Support: to provide comfort and support to the abdomen post-operatively. It may be suitable for strains or muscle weakness of the abdominal area. Rib belts: to provide comfort and support to the rib area. Soft-good/semi-rigid designed to restrict motion through elastic or semi-rigid construction. | If you have skin disorders/injuries in the relevant part of the body, the product should be fitted and worn only after consultation with a medical professional. Do not use if you are allergic to any of the materials contained within this product
79-89384 | 12" PERSONAL BINDER, S/M | BRACING & SUPPORTS | PROCARE | CER-DJO-011C-A | 0888912DJO000002415B | 00888912037112 | 47217 | Y060308 | PROCARE® PREMIUM PANEL ELASTIC BINDER | 13-1361-0-00000 | Support | Back Supports: to provide comfort and support to the lumbar spine. It may be suitable for the symptomatic relieft of acute and chronic low back pain. Abdominal Support: to provide comfort and support to the abdomen post-operatively. It may be suitable for strains or muscle weakness of the abdominal area. Rib belts: to provide comfort and support to the rib area. Soft-good/semi-rigid designed to restrict motion through elastic or semi-rigid construction. | If you have skin disorders/injuries in the relevant part of the body, the product should be fitted and worn only after consultation with a medical professional. Do not use if you are allergic to any of the materials contained within this product
79-89386 | 12" PERSONAL BINDER, M/L | BRACING & SUPPORTS | PROCARE | CER-DJO-011C-A | 0888912DJO000002415B | 00888912009867 | 47217 | Y060308 | PROCARE® PREMIUM PANEL ELASTIC BINDER | 13-1361-0-00000 | Support | Back Supports: to provide comfort and support to the lumbar spine. It may be suitable for the symptomatic relieft of acute and chronic low back pain. Abdominal Support: to provide comfort and support to the abdomen post-operatively. It may be suitable for strains or muscle weakness of the abdominal area. Rib belts: to provide comfort and support to the rib area. Soft-good/semi-rigid designed to restrict motion through elastic or semi-rigid construction. | If you have skin disorders/injuries in the relevant part of the body, the product should be fitted and worn only after consultation with a medical professional. Do not use if you are allergic to any of the materials contained within this product
79-90173 | HIP ABDUCTION PILLOW,S | BRACING & SUPPORTS | PROCARE | CER-DJO-011C-A | 0888912DJO000002465M | 00888912037334 | 36228 | Y0699 | PROCARE® HIP ABDUCTION PILLOWS | 13-2746-0-00000 | Immobilization | The Procare Hip Abduction Pillow is designed to help position the hips away from the centre of the body (abduction). It may be suitable for post-operative use to maintain hip abduction. Providing immobilization or controlled movement of the limb or body segment. | If you have skin disorders/injuries in the relevant part of the body, the product should be fitted and worn only after consultation with a medical professional.
79-90180 | SLIMLINE HIP ABDUC.PILLOW,UNIV | BRACING & SUPPORTS | PROCARE | CER-DJO-011C-A | 0888912DJO000002465M | 00888912037365 | 36228 | Y0699 | PROCARE® HIP ABDUCTION PILLOWS | 13-2746-0-00000 | Immobilization | The Procare Hip Abduction Pillow is designed to help position the hips away from the centre of the body (abduction). It may be suitable for post-operative use to maintain hip abduction. Providing immobilization or controlled movement of the limb or body segment. | If you have skin disorders/injuries in the relevant part of the body, the product should be fitted and worn only after consultation with a medical professional.
79-91000 | GAIT BELT,UNIVERSAL | BRACING & SUPPORTS | PROCARE | CER-DJO-011C-A | 0888912DJO000002435F | 00888912038119 | 33031 | Y122406 | PROCARE® GAIT BELT | 13-1426-0-00000 | Transfer/Ambulation | To assist cooperative patients that require minimum support in a wheelchair or while walking. Not intended for bed use. Soft-good/semi-rigid designed for ambulation and/or transfer assistance. | Never apply a Gait belt if there is any compromise of safety or indication of inappropriateness to the patient or caregiver. If you have skin disorders/injuries in the relevant part of the body, the product should be fitted and worn only after consultation with a medical professional.
79-91010 | HEAVY DUTY GAIT BELT | BRACING & SUPPORTS | PROCARE | CER-DJO-011C-A | 0888912DJO000002585U | 00888912038126 | 33031 | Y122406 | PROCARE® HEAVY DUTY GAIT BELT | 13-4403 | Transfer/Ambulation | The Procare Heavy Duty Gait Belt is designed to provide support and assistance to cooperative patients who require ambulation and/or transfer assistance. Soft-good/semi-rigid designed for ambulation and/or transfer assistance. | Never apply a Gait belt if there is any compromise of safety or indication of inappropriateness to the patient or caregiver. If you have skin disorders/injuries in the relevant part of the body, the product should be fitted and worn only after consultation with a medical professional.
79-91173 | QUICK-RELEASE ZIPPER BDYHLDR,S, 10/pk | BRACING & SUPPORTS | PROCARE | CER-DJO-011C-A | 0888912DJO000002515E | 00888912393324 | 16513 | Y122406 | PROCARE® QUICK-RELEASE ZIPPER BODY HOLDER | 13-3374 | Restraint | The Procare Quick-Release Zippered Body Holder is designed to provide comfort and positional support to wheelchair or in-bed patients. Providing temporary restraint of a limb or body segment for positional support. | If you have skin disorders/injuries in the relevant part of the body, the product should be fitted and worn only after consultation with a medical professional.
79-91175 | QUICK-RELEASE ZIPPER BDYHLDR, M, 10/pk | BRACING & SUPPORTS | PROCARE | CER-DJO-011C-A | 0888912DJO000002515E | 00888912393331 | 16513 | Y122406 | PROCARE® QUICK-RELEASE ZIPPER BODY HOLDER | 13-3374 | Restraint | The Procare Quick-Release Zippered Body Holder is designed to provide comfort and positional support to wheelchair or in-bed patients. Providing temporary restraint of a limb or body segment for positional support. | If you have skin disorders/injuries in the relevant part of the body, the product should be fitted and worn only after consultation with a medical professional.
79-91177 | QUICK-RELEASE ZIPPER BDYHLDR, L, 10/pk | BRACING & SUPPORTS | PROCARE | CER-DJO-011C-A | 0888912DJO000002515E | 00888912393348 | 16513 | Y122406 | PROCARE® QUICK-RELEASE ZIPPER BODY HOLDER | 13-3374 | Restraint | The Procare Quick-Release Zippered Body Holder is designed to provide comfort and positional support to wheelchair or in-bed patients. Providing temporary restraint of a limb or body segment for positional support. | If you have skin disorders/injuries in the relevant part of the body, the product should be fitted and worn only after consultation with a medical professional.
79-91178 | QUICK-RELEASE ZIPPER BDYHLDR, XL,8/pk | BRACING & SUPPORTS | PROCARE | CER-DJO-011C-A | 0888912DJO000002515E | 00888912393355 | 16513 | Y122406 | PROCARE® QUICK-RELEASE ZIPPER BODY HOLDER | 13-3374 | Restraint | The Procare Quick-Release Zippered Body Holder is designed to provide comfort and positional support to wheelchair or in-bed patients. Providing temporary restraint of a limb or body segment for positional support. | If you have skin disorders/injuries in the relevant part of the body, the product should be fitted and worn only after consultation with a medical professional.
79-91179 | QUICK-RELEASE ZIPPER BDYHLDR,XXL,8/pk | BRACING & SUPPORTS | PROCARE | CER-DJO-011C-A | 0888912DJO000002515E | 00888912393362 | 16513 | Y122406 | PROCARE® QUICK-RELEASE ZIPPER BODY HOLDER | 13-3374 | Restraint | The Procare Quick-Release Zippered Body Holder is designed to provide comfort and positional support to wheelchair or in-bed patients. Providing temporary restraint of a limb or body segment for positional support. | If you have skin disorders/injuries in the relevant part of the body, the product should be fitted and worn only after consultation with a medical professional.
79-91300 | SECURE-ALL BODY BELT, 12 PACK | BRACING & SUPPORTS | PROCARE | CER-DJO-011C-A | 0888912DJO000002855X | 00888912038416 | 13356 | Y122406 | PROCARE® SECURE-ALL BODY BELT | 13-9217 | Restraint | The Procare Vest-Style Body Holder is designed to provide positional support to help the patient maintain a particular posture or position to perform a specific function (i.e. sitting up to eat). It may be suitable for use in a bed, wheelchair or geriatric chair. Providing temporary restraint of a limb or body segment for positional support. | If you have skin disorders/injuries in the relevant part of the body, the product should be fitted and worn only after consultation with a medical professional. .
79-91643 | VEST BODYHOLDER, S, 10 PK | BRACING & SUPPORTS | PROCARE | CER-DJO-011C-A | 0888912DJO000002865Z | 00888912038799 | 16513 | Y122406 | PROCARE® VEST STYLE BODY HOLDERS | 13-9232 | Restraint | The Procare Vest-Style Body Holder is designed to provide positional support to help the patient maintain a particular posture or position to perform a specific function (i.e. sitting up to eat). It may be suitable for use in a bed, wheelchair or geriatric chair. Providing temporary restraint of a limb or body segment for positional support. | If you have skin disorders/injuries in the relevant part of the body, the product should be fitted and worn only after consultation with a medical professional. .
79-91645 | VEST BODYHOLDER, M, 10 PK | BRACING & SUPPORTS | PROCARE | CER-DJO-011C-A | 0888912DJO000002865Z | 00888912038805 | 16513 | Y122406 | PROCARE® VEST STYLE BODY HOLDERS | 13-9232 | Restraint | The Procare Vest-Style Body Holder is designed to provide positional support to help the patient maintain a particular posture or position to perform a specific function (i.e. sitting up to eat). It may be suitable for use in a bed, wheelchair or geriatric chair. Providing temporary restraint of a limb or body segment for positional support. | If you have skin disorders/injuries in the relevant part of the body, the product should be fitted and worn only after consultation with a medical professional. .
79-91647 | VEST BODYHOLDER, L, 10 PK | BRACING & SUPPORTS | PROCARE | CER-DJO-011C-A | 0888912DJO000002865Z | 00888912038812 | 16513 | Y122406 | PROCARE® VEST STYLE BODY HOLDERS | 13-9232 | Restraint | The Procare Vest-Style Body Holder is designed to provide positional support to help the patient maintain a particular posture or position to perform a specific function (i.e. sitting up to eat). It may be suitable for use in a bed, wheelchair or geriatric chair. Providing temporary restraint of a limb or body segment for positional support. | If you have skin disorders/injuries in the relevant part of the body, the product should be fitted and worn only after consultation with a medical professional. .
79-91648 | VEST BDYHLDR, XL, 8 PK | BRACING & SUPPORTS | PROCARE | CER-DJO-011C-A | 0888912DJO000002865Z | 00888912038829 | 16513 | Y122406 | PROCARE® VEST STYLE BODY HOLDERS | 13-9232 | Restraint | The Procare Vest-Style Body Holder is designed to provide positional support to help the patient maintain a particular posture or position to perform a specific function (i.e. sitting up to eat). It may be suitable for use in a bed, wheelchair or geriatric chair. Providing temporary restraint of a limb or body segment for positional support. | If you have skin disorders/injuries in the relevant part of the body, the product should be fitted and worn only after consultation with a medical professional. .
79-92149 | 5-PANEL BINDER 62-74 | BRACING & SUPPORTS | PROCARE | CER-DJO-011C-A | 0888912DJO000002415B | 00888912038874 | 47217 | Y060308 | PROCARE® PREMIUM PANEL ELASTIC BINDER | 13-1361-0-00000 | Support | Back Supports: to provide comfort and support to the lumbar spine. It may be suitable for the symptomatic relieft of acute and chronic low back pain. Abdominal Support: to provide comfort and support to the abdomen post-operatively. It may be suitable for strains or muscle weakness of the abdominal area. Rib belts: to provide comfort and support to the rib area. Soft-good/semi-rigid designed to restrict motion through elastic or semi-rigid construction. | If you have skin disorders/injuries in the relevant part of the body, the product should be fitted and worn only after consultation with a medical professional. Do not use if you are allergic to any of the materials contained within this product
79-99030 | BX/6,6"DELX RIB BELT,FEML,UNIV | BRACING & SUPPORTS | PROCARE | CER-DJO-011C-A | 0888912DJO000002415B | 00888912042390 | 64655 | Y060308 | PROCARE® PREMIUM PANEL ELASTIC BINDER | 13-1361-0-00000 | Support | Back Supports: to provide comfort and support to the lumbar spine. It may be suitable for the symptomatic relieft of acute and chronic low back pain. Abdominal Support: to provide comfort and support to the abdomen post-operatively. It may be suitable for strains or muscle weakness of the abdominal area. Rib belts: to provide comfort and support to the rib area. Soft-good/semi-rigid designed to restrict motion through elastic or semi-rigid construction. | If you have skin disorders/injuries in the relevant part of the body, the product should be fitted and worn only after consultation with a medical professional. Do not use if you are allergic to any of the materials contained within this product
79-99040 | BX/6,6"DELX RIB BELT,MALE,UNIV | BRACING & SUPPORTS | PROCARE | CER-DJO-011C-A | 0888912DJO000002415B | 00888912042406 | 64655 | Y060308 | PROCARE® PREMIUM PANEL ELASTIC BINDER | 13-1361-0-00000 | Support | Back Supports: to provide comfort and support to the lumbar spine. It may be suitable for the symptomatic relieft of acute and chronic low back pain. Abdominal Support: to provide comfort and support to the abdomen post-operatively. It may be suitable for strains or muscle weakness of the abdominal area. Rib belts: to provide comfort and support to the rib area. Soft-good/semi-rigid designed to restrict motion through elastic or semi-rigid construction. | If you have skin disorders/injuries in the relevant part of the body, the product should be fitted and worn only after consultation with a medical professional. Do not use if you are allergic to any of the materials contained within this product
79-99430 | 9" 3-PANEL BINDER,(30-45),6PK | BRACING & SUPPORTS | PROCARE | CER-DJO-011C-A | 0888912DJO000002415B | 00888912010085 | 47217 | Y060308 | PROCARE® PREMIUM PANEL ELASTIC BINDER | 13-1361-0-00000 | Support | Back Supports: to provide comfort and support to the lumbar spine. It may be suitable for the symptomatic relieft of acute and chronic low back pain. Abdominal Support: to provide comfort and support to the abdomen post-operatively. It may be suitable for strains or muscle weakness of the abdominal area. Rib belts: to provide comfort and support to the rib area. Soft-good/semi-rigid designed to restrict motion through elastic or semi-rigid construction. | If you have skin disorders/injuries in the relevant part of the body, the product should be fitted and worn only after consultation with a medical professional. Do not use if you are allergic to any of the materials contained within this product
79-99431 | 9" 3-PANEL BINDER,(45-62),6PK | BRACING & SUPPORTS | PROCARE | CER-DJO-011C-A | 0888912DJO000002415B | 00888912010092 | 47217 | Y060308 | PROCARE® PREMIUM PANEL ELASTIC BINDER | 13-1361-0-00000 | Support | Back Supports: to provide comfort and support to the lumbar spine. It may be suitable for the symptomatic relieft of acute and chronic low back pain. Abdominal Support: to provide comfort and support to the abdomen post-operatively. It may be suitable for strains or muscle weakness of the abdominal area. Rib belts: to provide comfort and support to the rib area. Soft-good/semi-rigid designed to restrict motion through elastic or semi-rigid construction. | If you have skin disorders/injuries in the relevant part of the body, the product should be fitted and worn only after consultation with a medical professional. Do not use if you are allergic to any of the materials contained within this product
79-99440 | 12" 4-PANEL BINDER,(30-45),6PK | BRACING & SUPPORTS | PROCARE | CER-DJO-011C-A | 0888912DJO000002415B | 00888912010108 | 47217 | Y060308 | PROCARE® PREMIUM PANEL ELASTIC BINDER | 13-1361-0-00000 | Support | Back Supports: to provide comfort and support to the lumbar spine. It may be suitable for the symptomatic relieft of acute and chronic low back pain. Abdominal Support: to provide comfort and support to the abdomen post-operatively. It may be suitable for strains or muscle weakness of the abdominal area. Rib belts: to provide comfort and support to the rib area. Soft-good/semi-rigid designed to restrict motion through elastic or semi-rigid construction. | If you have skin disorders/injuries in the relevant part of the body, the product should be fitted and worn only after consultation with a medical professional. Do not use if you are allergic to any of the materials contained within this product
79-99441 | 12" 4-PANEL BINDER,(45-62),6PK | BRACING & SUPPORTS | PROCARE | CER-DJO-011C-A | 0888912DJO000002415B | 00888912010115 | 47217 | Y060308 | PROCARE® PREMIUM PANEL ELASTIC BINDER | 13-1361-0-00000 | Support | Back Supports: to provide comfort and support to the lumbar spine. It may be suitable for the symptomatic relieft of acute and chronic low back pain. Abdominal Support: to provide comfort and support to the abdomen post-operatively. It may be suitable for strains or muscle weakness of the abdominal area. Rib belts: to provide comfort and support to the rib area. Soft-good/semi-rigid designed to restrict motion through elastic or semi-rigid construction. | If you have skin disorders/injuries in the relevant part of the body, the product should be fitted and worn only after consultation with a medical professional. Do not use if you are allergic to any of the materials contained within this product
81-89352 | COMFORTFORM BACK, XS | BRACING & SUPPORTS | PROCARE | CER-DJO-011C-A | 0888912DJO000002505C | 00888912446891 | 33031 | Y060308 | DONJOY® COMFORTFORM BACK SUPPORT | 13-2976-0-00000 | Support | The Procare ComfortForm Back Brace is designed to provide comfort and support of the lumbar spine. It may be suitable for the symptomatic relief of acute and chronic low back pain. Soft-good/semi-rigid designed to restrict motion through elastic or semi-rigid construction. | If you have skin disorders/injuries in the relevant part of the body, the product should be fitted and worn only after consultation with a medical professional. Do not use if you are allergic to any of the materials contained within this product
81-89353 | COMFORTFORM BACK,S | BRACING & SUPPORTS | PROCARE | CER-DJO-011C-A | 0888912DJO000002505C | 00888912010498 | 33031 | Y060308 | DONJOY® COMFORTFORM BACK SUPPORT | 13-2976-0-00000 | Support | The Procare ComfortForm Back Brace is designed to provide comfort and support of the lumbar spine. It may be suitable for the symptomatic relief of acute and chronic low back pain. Soft-good/semi-rigid designed to restrict motion through elastic or semi-rigid construction. | If you have skin disorders/injuries in the relevant part of the body, the product should be fitted and worn only after consultation with a medical professional. Do not use if you are allergic to any of the materials contained within this product
81-89355 | COMFORTFORM BACK,M | BRACING & SUPPORTS | PROCARE | CER-DJO-011C-A | 0888912DJO000002505C | 00888912010504 | 33031 | Y060308 | DONJOY® COMFORTFORM BACK SUPPORT | 13-2976-0-00000 | Support | The Procare ComfortForm Back Brace is designed to provide comfort and support of the lumbar spine. It may be suitable for the symptomatic relief of acute and chronic low back pain. Soft-good/semi-rigid designed to restrict motion through elastic or semi-rigid construction. | If you have skin disorders/injuries in the relevant part of the body, the product should be fitted and worn only after consultation with a medical professional. Do not use if you are allergic to any of the materials contained within this product
81-89357 | COMFORTFORM BACK,L | BRACING & SUPPORTS | PROCARE | CER-DJO-011C-A | 0888912DJO000002505C | 00888912010511 | 33031 | Y060308 | DONJOY® COMFORTFORM BACK SUPPORT | 13-2976-0-00000 | Support | The Procare ComfortForm Back Brace is designed to provide comfort and support of the lumbar spine. It may be suitable for the symptomatic relief of acute and chronic low back pain. Soft-good/semi-rigid designed to restrict motion through elastic or semi-rigid construction. | If you have skin disorders/injuries in the relevant part of the body, the product should be fitted and worn only after consultation with a medical professional. Do not use if you are allergic to any of the materials contained within this product
81-89358 | COMFORTFORM BACK,XL | BRACING & SUPPORTS | PROCARE | CER-DJO-011C-A | 0888912DJO000002505C | 00888912010528 | 33031 | Y060308 | DONJOY® COMFORTFORM BACK SUPPORT | 13-2976-0-00000 | Support | The Procare ComfortForm Back Brace is designed to provide comfort and support of the lumbar spine. It may be suitable for the symptomatic relief of acute and chronic low back pain. Soft-good/semi-rigid designed to restrict motion through elastic or semi-rigid construction. | If you have skin disorders/injuries in the relevant part of the body, the product should be fitted and worn only after consultation with a medical professional. Do not use if you are allergic to any of the materials contained within this product
81-89359 | COMFORTFORM BACK,XXL | BRACING & SUPPORTS | PROCARE | CER-DJO-011C-A | 0888912DJO000002505C | 00888912010535 | 33031 | Y060308 | DONJOY® COMFORTFORM BACK SUPPORT | 13-2976-0-00000 | Support | The Procare ComfortForm Back Brace is designed to provide comfort and support of the lumbar spine. It may be suitable for the symptomatic relief of acute and chronic low back pain. Soft-good/semi-rigid designed to restrict motion through elastic or semi-rigid construction. | If you have skin disorders/injuries in the relevant part of the body, the product should be fitted and worn only after consultation with a medical professional. Do not use if you are allergic to any of the materials contained within this product
81-89359-10 | COMFORTFORM BACK,XXXL | BRACING & SUPPORTS | PROCARE | CER-DJO-011C-A | 0888912DJO000002505C | 00888912010542 | 33031 | Y060308 | DONJOY® COMFORTFORM BACK SUPPORT | 13-2976-0-00000 | Support | The Procare ComfortForm Back Brace is designed to provide comfort and support of the lumbar spine. It may be suitable for the symptomatic relief of acute and chronic low back pain. Soft-good/semi-rigid designed to restrict motion through elastic or semi-rigid construction. | If you have skin disorders/injuries in the relevant part of the body, the product should be fitted and worn only after consultation with a medical professional. Do not use if you are allergic to any of the materials contained within this product
81-97070 | ABDOMINAL BINDER,S/M | BRACING & SUPPORTS | PROCARE | CER-DJO-011C-A | 0888912DJO000002525G | 00888912446983 | 47217 | Y060403 | DONJOY® PERFORMANCE ELASTIC ABDOMINAL SUPPORT | 13-3504 | Support | The DonJoy Elastic Abdominal Support is designed to provide comfort and support to the abdomen. It may be suitable for strains or muscle weakness of the abdominal area and for post-operative abdominal surgery. Soft-good/semi-rigid designed to restrict motion through elastic or semi-rigid construction. | If you have skin disorders/injuries in the relevant part of the body, the product should be fitted and worn only after consultation with a medical professional.
81-97071 | ABDOMINAL BINDER,L/XL | BRACING & SUPPORTS | PROCARE | CER-DJO-011C-A | 0888912DJO000002525G | 00888912010580 | 47217 | Y060403 | DONJOY® PERFORMANCE ELASTIC ABDOMINAL SUPPORT | 13-3504 | Support | The DonJoy Elastic Abdominal Support is designed to provide comfort and support to the abdomen. It may be suitable for strains or muscle weakness of the abdominal area and for post-operative abdominal surgery. Soft-good/semi-rigid designed to restrict motion through elastic or semi-rigid construction. | If you have skin disorders/injuries in the relevant part of the body, the product should be fitted and worn only after consultation with a medical professional.
81-97100 | POSTURE CLAVICLE SUPPORT,UNIV | BRACING & SUPPORTS | PROCARE | CER-DJO-011C-A | 0888912DJO000002535J | 00888912010597 | 13810 | Y060621 | DONJOY® CLAVICLE POSTURE SUPPORT | 13-3506 | Support | The DonJoy Clavicle Posture Support is designed to provide support to the upper back. It may be suitable for clavicle fractures and helping to maintain correct posture. Soft-good/semi-rigid designed to restrict motion through elastic or semi-rigid construction. | If you have skin disorders/injuries in the relevant part of the body, the product should be fitted and worn only after consultation with a medical professional.
81-97150 | ELASTIC RIB BELT,UNIV | BRACING & SUPPORTS | PROCARE | CER-DJO-011C-A | 0888912DJO000002545L | 00888912447034 | 44848 | Y060499 | DONJOY® ELASTIC RIB SUPPORT | 13-3511 | Support | The DonJoy Elastic Rib Support is designed to provide comfort and support to the rib area. Soft-good/semi-rigid designed to restrict motion through elastic or semi-rigid construction. | If you have skin disorders/injuries in the relevant part of the body, the product should be fitted and worn only after consultation with a medical professional.
81-97400 | CERVICAL COLLAR,UNIVERSAL | BRACING & SUPPORTS | PROCARE | CER-DJO-011C-B | 0888912DJO000002555N | 00888912447232 | 41039 | Y060312 | DONJOY® Cervical Collar | 13-3516 | Support | The Procare Cervical Collar, Universal is designed to help support the cervical spine in a neutral position. May be suitable for the symptomatic relief of pain and stiffness associated with cervical sprains and strains and in post-operative rehabilitation. Soft-good designed to restrict motion through elastic construction. | If you have skin disorders/injuries in the relevant part of the body, the product should be fitted and worn only after consultation with a medical professional.
81-97903 | HERNIA BELT, S | BRACING & SUPPORTS | PROCARE | CER-DJO-011C-A | 0888912DJO000002645P | 00888912042901 | 35409 | Y060406 | DONJOY® HERNIA BELT | 13-6323 | Support | The DonJoy Hernia Belt is designed to provide comfort and support to patients with single or double inguinal hernias. Soft-good semi-rigid designed to restrict motion through elasticor semi-rigid construction. | If you have skin disorders/injuries in the relevant part of the body, the product should be fitted and worn only after consultation with a medical professional.
81-97905 | HERNIA BELT, M | BRACING & SUPPORTS | PROCARE | CER-DJO-011C-A | 0888912DJO000002645P | 00888912042918 | 35409 | Y060406 | DONJOY® HERNIA BELT | 13-6323 | Support | The DonJoy Hernia Belt is designed to provide comfort and support to patients with single or double inguinal hernias. Soft-good semi-rigid designed to restrict motion through elasticor semi-rigid construction. | If you have skin disorders/injuries in the relevant part of the body, the product should be fitted and worn only after consultation with a medical professional.
81-97907 | HERNIA BELT, L | BRACING & SUPPORTS | PROCARE | CER-DJO-011C-A | 0888912DJO000002645P | 00888912042925 | 35409 | Y060406 | DONJOY® HERNIA BELT | 13-6323 | Support | The DonJoy Hernia Belt is designed to provide comfort and support to patients with single or double inguinal hernias. Soft-good semi-rigid designed to restrict motion through elasticor semi-rigid construction. | If you have skin disorders/injuries in the relevant part of the body, the product should be fitted and worn only after consultation with a medical professional.
81-97908 | HERNIA BELT, XL | BRACING & SUPPORTS | PROCARE | CER-DJO-011C-A | 0888912DJO000002645P | 00888912042932 | 35409 | Y060406 | DONJOY® HERNIA BELT | 13-6323 | Support | The DonJoy Hernia Belt is designed to provide comfort and support to patients with single or double inguinal hernias. Soft-good semi-rigid designed to restrict motion through elasticor semi-rigid construction. | If you have skin disorders/injuries in the relevant part of the body, the product should be fitted and worn only after consultation with a medical professional.
82-0026-1 | ERNISTRAP SIZE S | BRACING & SUPPORTS | DONJOY | CER-DJO-011C-A | 0888912DJO0000023158 | 00190446297901 | 35409 | Y060406 | DONJOY® ERNISTRAP™ | 13-00165 | Support | The DonJoy Ernistrap is designed to provide comfort and support to patients with single inguinal hernias. Soft-good semi-rigid designed to restrict motion through elasticor semi-rigid construction. | If you have skin disorders/injuries in the relevant part of the body, the product should be fitted and worn only after consultation with a medical professional. Do not use if you are allergic to any of the materials contained within this product.
82-0026-2 | ERNISTRAP SIZE M | BRACING & SUPPORTS | DONJOY | CER-DJO-011C-A | 0888912DJO0000023158 | 00190446297918 | 35409 | Y060406 | DONJOY® ERNISTRAP™ | 13-00165 | Support | The DonJoy Ernistrap is designed to provide comfort and support to patients with single inguinal hernias. Soft-good semi-rigid designed to restrict motion through elasticor semi-rigid construction. | If you have skin disorders/injuries in the relevant part of the body, the product should be fitted and worn only after consultation with a medical professional. Do not use if you are allergic to any of the materials contained within this product.
82-0026-3 | ERNISTRAP SIZE L | BRACING & SUPPORTS | DONJOY | CER-DJO-011C-A | 0888912DJO0000023158 | 00190446297925 | 35409 | Y060406 | DONJOY® ERNISTRAP™ | 13-00165 | Support | The DonJoy Ernistrap is designed to provide comfort and support to patients with single inguinal hernias. Soft-good semi-rigid designed to restrict motion through elasticor semi-rigid construction. | If you have skin disorders/injuries in the relevant part of the body, the product should be fitted and worn only after consultation with a medical professional. Do not use if you are allergic to any of the materials contained within this product.
82-0037-1 | LOMBOSTRAP H26CM SIZE S | BRACING & SUPPORTS | DONJOY | CER-DJO-011C-A | 0888912DJO0000023056 | 00190446299561 | 33031 | Y060308 | DONJOY® LOMBOSTRAP™ | 13-00163 | Support | The DonJoy Lumbostrap is designed to provide comfort and support of the lumbar spine. It may be suitable for the symptomatic relief of acute and chronic low back pain. Soft-good/semi-rigid designed to restrict motion through elastic or semi-rigid construction. | If you have skin disorders/injuries in the relevant part of the body, the product should be fitted and worn only after consultation with a medical professional. Please do not use if you are allergic to any of the materials contained within this product.
82-0037-2 | LOMBOSTRAP H26CM SIZE M | BRACING & SUPPORTS | DONJOY | CER-DJO-011C-A | 0888912DJO0000023056 | 00190446299578 | 33031 | Y060308 | DONJOY® LOMBOSTRAP™ | 13-00163 | Support | The DonJoy Lumbostrap is designed to provide comfort and support of the lumbar spine. It may be suitable for the symptomatic relief of acute and chronic low back pain. Soft-good/semi-rigid designed to restrict motion through elastic or semi-rigid construction. | If you have skin disorders/injuries in the relevant part of the body, the product should be fitted and worn only after consultation with a medical professional. Please do not use if you are allergic to any of the materials contained within this product.
82-0037-3 | LOMBOSTRAP H26CM SIZE L | BRACING & SUPPORTS | DONJOY | CER-DJO-011C-A | 0888912DJO0000023056 | 00190446299585 | 33031 | Y060308 | DONJOY® LOMBOSTRAP™ | 13-00163 | Support | The DonJoy Lumbostrap is designed to provide comfort and support of the lumbar spine. It may be suitable for the symptomatic relief of acute and chronic low back pain. Soft-good/semi-rigid designed to restrict motion through elastic or semi-rigid construction. | If you have skin disorders/injuries in the relevant part of the body, the product should be fitted and worn only after consultation with a medical professional. Please do not use if you are allergic to any of the materials contained within this product.
82-0038-1 | LOMBOSTRAP H21CM SIZE S | BRACING & SUPPORTS | DONJOY | CER-DJO-011C-A | 0888912DJO0000023056 | 00190446308188 | 33031 | Y060308 | DONJOY® LOMBOSTRAP™ | 13-00163 | Support | The DonJoy Lumbostrap is designed to provide comfort and support of the lumbar spine. It may be suitable for the symptomatic relief of acute and chronic low back pain. Soft-good/semi-rigid designed to restrict motion through elastic or semi-rigid construction. | If you have skin disorders/injuries in the relevant part of the body, the product should be fitted and worn only after consultation with a medical professional. Please do not use if you are allergic to any of the materials contained within this product.
82-0038-2 | LOMBOSTRAP H21CM SIZE M | BRACING & SUPPORTS | DONJOY | CER-DJO-011C-A | 0888912DJO0000023056 | 00190446308201 | 33031 | Y060308 | DONJOY® LOMBOSTRAP™ | 13-00163 | Support | The DonJoy Lumbostrap is designed to provide comfort and support of the lumbar spine. It may be suitable for the symptomatic relief of acute and chronic low back pain. Soft-good/semi-rigid designed to restrict motion through elastic or semi-rigid construction. | If you have skin disorders/injuries in the relevant part of the body, the product should be fitted and worn only after consultation with a medical professional. Please do not use if you are allergic to any of the materials contained within this product.
82-0038-3 | LOMBOSTRAP H21CM SIZE L | BRACING & SUPPORTS | DONJOY | CER-DJO-011C-A | 0888912DJO0000023056 | 00190446308218 | 33031 | Y060308 | DONJOY® LOMBOSTRAP™ | 13-00163 | Support | The DonJoy Lumbostrap is designed to provide comfort and support of the lumbar spine. It may be suitable for the symptomatic relief of acute and chronic low back pain. Soft-good/semi-rigid designed to restrict motion through elastic or semi-rigid construction. | If you have skin disorders/injuries in the relevant part of the body, the product should be fitted and worn only after consultation with a medical professional. Please do not use if you are allergic to any of the materials contained within this product.
82-0216-1 | LUMBOFORCE BACK BRACE CAT 1 - H 23 - SIZE XS | BRACING & SUPPORTS | DONJOY | CER-DJO-011C-A | 0888912DJO000002675V | 00888912449403 | 33031 | Y060308 | DONJOY® Lumboforce® | 13-6853 | Support | The DonJoy LUMBOFORCE 1 is designed to provide comfort and support of the lumbar spine. It may be suitable for the symptomatic relief of acute and chronic low back pain. Soft-good/semi-rigid designed to restrict motion through elastic or semi-rigid construction. | If you have skin disorders/injuries in the relevant part of the body, the product should be fitted and worn only after consultation with a medical professional. Do not use if you are allergic to any of the materials contained within this product.
82-0216-2 | LUMBOFORCE BACK BRACE CAT 1 - H 23 - SIZE S | BRACING & SUPPORTS | DONJOY | CER-DJO-011C-A | 0888912DJO000002675V | 00888912449410 | 33031 | Y060308 | DONJOY® Lumboforce® | 13-6853 | Support | The DonJoy LUMBOFORCE 1 is designed to provide comfort and support of the lumbar spine. It may be suitable for the symptomatic relief of acute and chronic low back pain. Soft-good/semi-rigid designed to restrict motion through elastic or semi-rigid construction. | If you have skin disorders/injuries in the relevant part of the body, the product should be fitted and worn only after consultation with a medical professional. Do not use if you are allergic to any of the materials contained within this product.
82-0216-3 | LUMBOFORCE BACK BRACE CAT 1 - H 23 - SIZE M | BRACING & SUPPORTS | DONJOY | CER-DJO-011C-A | 0888912DJO000002675V | 00888912449427 | 33031 | Y060308 | DONJOY® Lumboforce® | 13-6853 | Support | The DonJoy LUMBOFORCE 1 is designed to provide comfort and support of the lumbar spine. It may be suitable for the symptomatic relief of acute and chronic low back pain. Soft-good/semi-rigid designed to restrict motion through elastic or semi-rigid construction. | If you have skin disorders/injuries in the relevant part of the body, the product should be fitted and worn only after consultation with a medical professional. Do not use if you are allergic to any of the materials contained within this product.
82-0216-4 | LUMBOFORCE BACK BRACE CAT 1 - H 23 - SIZE L | BRACING & SUPPORTS | DONJOY | CER-DJO-011C-A | 0888912DJO000002675V | 00888912449434 | 33031 | Y060308 | DONJOY® Lumboforce® | 13-6853 | Support | The DonJoy LUMBOFORCE 1 is designed to provide comfort and support of the lumbar spine. It may be suitable for the symptomatic relief of acute and chronic low back pain. Soft-good/semi-rigid designed to restrict motion through elastic or semi-rigid construction. | If you have skin disorders/injuries in the relevant part of the body, the product should be fitted and worn only after consultation with a medical professional. Do not use if you are allergic to any of the materials contained within this product.
82-0216-5 | LUMBOFORCE BACK BRACE CAT 1 - H 23 - SIZE XL | BRACING & SUPPORTS | DONJOY | CER-DJO-011C-A | 0888912DJO000002675V | 00888912449441 | 33031 | Y060308 | DONJOY® Lumboforce® | 13-6853 | Support | The DonJoy LUMBOFORCE 1 is designed to provide comfort and support of the lumbar spine. It may be suitable for the symptomatic relief of acute and chronic low back pain. Soft-good/semi-rigid designed to restrict motion through elastic or semi-rigid construction. | If you have skin disorders/injuries in the relevant part of the body, the product should be fitted and worn only after consultation with a medical professional. Do not use if you are allergic to any of the materials contained within this product.
82-0216-6 | LUMBOFORCE BACK BRACE CAT 1 - H 23 - SIZE XXL | BRACING & SUPPORTS | DONJOY | CER-DJO-011C-A | 0888912DJO000002675V | 00888912449458 | 33031 | Y060308 | DONJOY® Lumboforce® | 13-6853 | Support | The DonJoy LUMBOFORCE 1 is designed to provide comfort and support of the lumbar spine. It may be suitable for the symptomatic relief of acute and chronic low back pain. Soft-good/semi-rigid designed to restrict motion through elastic or semi-rigid construction. | If you have skin disorders/injuries in the relevant part of the body, the product should be fitted and worn only after consultation with a medical professional. Do not use if you are allergic to any of the materials contained within this product.
82-0216-7 | LUMBOFORCE BACK BRACE CAT 1 - H 23 - SIZE XXXL | BRACING & SUPPORTS | DONJOY | CER-DJO-011C-A | 0888912DJO000002675V | 00888912449465 | 33031 | Y060308 | DONJOY® Lumboforce® | 13-6853 | Support | The DonJoy LUMBOFORCE 1 is designed to provide comfort and support of the lumbar spine. It may be suitable for the symptomatic relief of acute and chronic low back pain. Soft-good/semi-rigid designed to restrict motion through elastic or semi-rigid construction. | If you have skin disorders/injuries in the relevant part of the body, the product should be fitted and worn only after consultation with a medical professional. Do not use if you are allergic to any of the materials contained within this product.
82-0218-1 | LUMBOFORCE BACK BRACE CAT 2 - H 26 - SIZE XS | BRACING & SUPPORTS | DONJOY | CER-DJO-011C-A | 0888912DJO000002685X | 00888912449472 | 33031 | Y060308 | DONJOY® Lumboforce® | 13-6854 | Support | The DonJoy LUMBOFORCE 2 is designed to provide comfort and support of the lumbar spine. It may be suitable for the symptomatic relief of acute and chronic low back pain. Soft-good/semi-rigid designed to restrict motion through elastic or semi-rigid construction. | If you have skin disorders/injuries in the relevant part of the body, the product should be fitted and worn only after consultation with a medical professional. Do not use if you are allergic to any of the materials contained within this product.
82-0218-2 | LUMBOFORCE BACK BRACE CAT 2 - H 26 - SIZE S | BRACING & SUPPORTS | DONJOY | CER-DJO-011C-A | 0888912DJO000002685X | 00888912449489 | 33031 | Y060308 | DONJOY® Lumboforce® | 13-6854 | Support | The DonJoy LUMBOFORCE 2 is designed to provide comfort and support of the lumbar spine. It may be suitable for the symptomatic relief of acute and chronic low back pain. Soft-good/semi-rigid designed to restrict motion through elastic or semi-rigid construction. | If you have skin disorders/injuries in the relevant part of the body, the product should be fitted and worn only after consultation with a medical professional. Do not use if you are allergic to any of the materials contained within this product.
82-0218-3 | LUMBOFORCE BACK BRACE CAT 2 - H 26 - SIZE M | BRACING & SUPPORTS | DONJOY | CER-DJO-011C-A | 0888912DJO000002685X | 00888912449496 | 33031 | Y060308 | DONJOY® Lumboforce® | 13-6854 | Support | The DonJoy LUMBOFORCE 2 is designed to provide comfort and support of the lumbar spine. It may be suitable for the symptomatic relief of acute and chronic low back pain. Soft-good/semi-rigid designed to restrict motion through elastic or semi-rigid construction. | If you have skin disorders/injuries in the relevant part of the body, the product should be fitted and worn only after consultation with a medical professional. Do not use if you are allergic to any of the materials contained within this product.
82-0218-4 | LUMBOFORCE BACK BRACE CAT 2 - H 26 - SIZE L | BRACING & SUPPORTS | DONJOY | CER-DJO-011C-A | 0888912DJO000002685X | 00888912449502 | 33031 | Y060308 | DONJOY® Lumboforce® | 13-6854 | Support | The DonJoy LUMBOFORCE 2 is designed to provide comfort and support of the lumbar spine. It may be suitable for the symptomatic relief of acute and chronic low back pain. Soft-good/semi-rigid designed to restrict motion through elastic or semi-rigid construction. | If you have skin disorders/injuries in the relevant part of the body, the product should be fitted and worn only after consultation with a medical professional. Do not use if you are allergic to any of the materials contained within this product.
82-0218-5 | LUMBOFORCE BACK BRACE CAT 2 - H 26 - SIZE XL | BRACING & SUPPORTS | DONJOY | CER-DJO-011C-A | 0888912DJO000002685X | 00888912449519 | 33031 | Y060308 | DONJOY® Lumboforce® | 13-6854 | Support | The DonJoy LUMBOFORCE 2 is designed to provide comfort and support of the lumbar spine. It may be suitable for the symptomatic relief of acute and chronic low back pain. Soft-good/semi-rigid designed to restrict motion through elastic or semi-rigid construction. | If you have skin disorders/injuries in the relevant part of the body, the product should be fitted and worn only after consultation with a medical professional. Do not use if you are allergic to any of the materials contained within this product.
82-0218-6 | LUMBOFORCE BACK BRACE CAT 2 - H 26 - SIZE XXL | BRACING & SUPPORTS | DONJOY | CER-DJO-011C-A | 0888912DJO000002685X | 00888912449526 | 33031 | Y060308 | DONJOY® Lumboforce® | 13-6854 | Support | The DonJoy LUMBOFORCE 2 is designed to provide comfort and support of the lumbar spine. It may be suitable for the symptomatic relief of acute and chronic low back pain. Soft-good/semi-rigid designed to restrict motion through elastic or semi-rigid construction. | If you have skin disorders/injuries in the relevant part of the body, the product should be fitted and worn only after consultation with a medical professional. Do not use if you are allergic to any of the materials contained within this product.
82-0218-7 | LUMBOFORCE BACK BRACE CAT 2 - H 26 - SIZE XXXL | BRACING & SUPPORTS | DONJOY | CER-DJO-011C-A | 0888912DJO000002685X | 00888912449533 | 33031 | Y060308 | DONJOY® Lumboforce® | 13-6854 | Support | The DonJoy LUMBOFORCE 2 is designed to provide comfort and support of the lumbar spine. It may be suitable for the symptomatic relief of acute and chronic low back pain. Soft-good/semi-rigid designed to restrict motion through elastic or semi-rigid construction. | If you have skin disorders/injuries in the relevant part of the body, the product should be fitted and worn only after consultation with a medical professional. Do not use if you are allergic to any of the materials contained within this product.
82-0219-1 | LUMBOFORCE BACK BRACE CAT 3 - H 26 - SIZE XS | BRACING & SUPPORTS | DONJOY | CER-DJO-011C-A | 0888912DJO000002695Z | 00888912449540 | 33031 | Y060308 | DONJOY® Lumboforce® | 13-6855 | Support | The DonJoy LUMBOFORCE 3 is designed to provide comfort and support of the lumbar spine. It may be suitable for the symptomatic relief of acute and chronic low back pain. Soft-good/semi-rigid designed to restrict motion through elastic or semi-rigid construction. | If you have skin disorders/injuries in the relevant part of the body, the product should be fitted and worn only after consultation with a medical professional. Do not use if you are allergic to any of the materials contained within this product.
82-0219-2 | LUMBOFORCE BACK BRACE CAT 3 - H 26 - SIZE S | BRACING & SUPPORTS | DONJOY | CER-DJO-011C-A | 0888912DJO000002695Z | 00888912449557 | 33031 | Y060308 | DONJOY® Lumboforce® | 13-6855 | Support | The DonJoy LUMBOFORCE 3 is designed to provide comfort and support of the lumbar spine. It may be suitable for the symptomatic relief of acute and chronic low back pain. Soft-good/semi-rigid designed to restrict motion through elastic or semi-rigid construction. | If you have skin disorders/injuries in the relevant part of the body, the product should be fitted and worn only after consultation with a medical professional. Do not use if you are allergic to any of the materials contained within this product.
82-0219-3 | LUMBOFORCE BACK BRACE CAT 3 - H 26 - SIZE M | BRACING & SUPPORTS | DONJOY | CER-DJO-011C-A | 0888912DJO000002695Z | 00888912449564 | 33031 | Y060308 | DONJOY® Lumboforce® | 13-6855 | Support | The DonJoy LUMBOFORCE 3 is designed to provide comfort and support of the lumbar spine. It may be suitable for the symptomatic relief of acute and chronic low back pain. Soft-good/semi-rigid designed to restrict motion through elastic or semi-rigid construction. | If you have skin disorders/injuries in the relevant part of the body, the product should be fitted and worn only after consultation with a medical professional. Do not use if you are allergic to any of the materials contained within this product.
82-0219-4 | LUMBOFORCE BACK BRACE CAT 3 - H 26 - SIZE L | BRACING & SUPPORTS | DONJOY | CER-DJO-011C-A | 0888912DJO000002695Z | 00888912449571 | 33031 | Y060308 | DONJOY® Lumboforce® | 13-6855 | Support | The DonJoy LUMBOFORCE 3 is designed to provide comfort and support of the lumbar spine. It may be suitable for the symptomatic relief of acute and chronic low back pain. Soft-good/semi-rigid designed to restrict motion through elastic or semi-rigid construction. | If you have skin disorders/injuries in the relevant part of the body, the product should be fitted and worn only after consultation with a medical professional. Do not use if you are allergic to any of the materials contained within this product.
82-0219-5 | LUMBOFORCE BACK BRACE CAT 3 - H 26 - SIZE XL | BRACING & SUPPORTS | DONJOY | CER-DJO-011C-A | 0888912DJO000002695Z | 00888912449588 | 33031 | Y060308 | DONJOY® Lumboforce® | 13-6855 | Support | The DonJoy LUMBOFORCE 3 is designed to provide comfort and support of the lumbar spine. It may be suitable for the symptomatic relief of acute and chronic low back pain. Soft-good/semi-rigid designed to restrict motion through elastic or semi-rigid construction. | If you have skin disorders/injuries in the relevant part of the body, the product should be fitted and worn only after consultation with a medical professional. Do not use if you are allergic to any of the materials contained within this product.
82-0219-6 | LUMBOFORCE BACK BRACE CAT 3 - H 26 - SIZE XXL | BRACING & SUPPORTS | DONJOY | CER-DJO-011C-A | 0888912DJO000002695Z | 00888912449595 | 33031 | Y060308 | DONJOY® Lumboforce® | 13-6855 | Support | The DonJoy LUMBOFORCE 3 is designed to provide comfort and support of the lumbar spine. It may be suitable for the symptomatic relief of acute and chronic low back pain. Soft-good/semi-rigid designed to restrict motion through elastic or semi-rigid construction. | If you have skin disorders/injuries in the relevant part of the body, the product should be fitted and worn only after consultation with a medical professional. Do not use if you are allergic to any of the materials contained within this product.
82-0220-3 | LUMBOFORCE BACK BRACE CAT 3 - H 32 - SIZE M | BRACING & SUPPORTS | DONJOY | CER-DJO-011C-A | 0888912DJO000002695Z | 00888912449601 | 33031 | Y060308 | DONJOY® Lumboforce® | 13-6855 | Support | The DonJoy LUMBOFORCE 3 is designed to provide comfort and support of the lumbar spine. It may be suitable for the symptomatic relief of acute and chronic low back pain. Soft-good/semi-rigid designed to restrict motion through elastic or semi-rigid construction. | If you have skin disorders/injuries in the relevant part of the body, the product should be fitted and worn only after consultation with a medical professional. Do not use if you are allergic to any of the materials contained within this product.
82-0220-4 | LUMBOFORCE BACK BRACE CAT 3 - H 32 - SIZE L | BRACING & SUPPORTS | DONJOY | CER-DJO-011C-A | 0888912DJO000002695Z | 00888912449618 | 33031 | Y060308 | DONJOY® Lumboforce® | 13-6855 | Support | The DonJoy LUMBOFORCE 3 is designed to provide comfort and support of the lumbar spine. It may be suitable for the symptomatic relief of acute and chronic low back pain. Soft-good/semi-rigid designed to restrict motion through elastic or semi-rigid construction. | If you have skin disorders/injuries in the relevant part of the body, the product should be fitted and worn only after consultation with a medical professional. Do not use if you are allergic to any of the materials contained within this product.
82-0220-5 | LUMBOFORCE BACK BRACE CAT 3 - H 32 - SIZE XL | BRACING & SUPPORTS | DONJOY | CER-DJO-011C-A | 0888912DJO000002695Z | 00888912449625 | 33031 | Y060308 | DONJOY® Lumboforce® | 13-6855 | Support | The DonJoy LUMBOFORCE 3 is designed to provide comfort and support of the lumbar spine. It may be suitable for the symptomatic relief of acute and chronic low back pain. Soft-good/semi-rigid designed to restrict motion through elastic or semi-rigid construction. | If you have skin disorders/injuries in the relevant part of the body, the product should be fitted and worn only after consultation with a medical professional. Do not use if you are allergic to any of the materials contained within this product.
82-0220-6 | LUMBOFORCE BACK BRACE CAT 3 - H 32 - SIZE XXL | BRACING & SUPPORTS | DONJOY | CER-DJO-011C-A | 0888912DJO000002695Z | 00888912449632 | 33031 | Y060308 | DONJOY® Lumboforce® | 13-6855 | Support | The DonJoy LUMBOFORCE 3 is designed to provide comfort and support of the lumbar spine. It may be suitable for the symptomatic relief of acute and chronic low back pain. Soft-good/semi-rigid designed to restrict motion through elastic or semi-rigid construction. | If you have skin disorders/injuries in the relevant part of the body, the product should be fitted and worn only after consultation with a medical professional. Do not use if you are allergic to any of the materials contained within this product.
82-0220-7 | LUMBOFORCE BACK BRACE CAT 3 - H 32 - SIZE XXXL | BRACING & SUPPORTS | DONJOY | CER-DJO-011C-A | 0888912DJO000002695Z | 00888912449649 | 33031 | Y060308 | DONJOY® Lumboforce® | 13-6855 | Support | The DonJoy LUMBOFORCE 3 is designed to provide comfort and support of the lumbar spine. It may be suitable for the symptomatic relief of acute and chronic low back pain. Soft-good/semi-rigid designed to restrict motion through elastic or semi-rigid construction. | If you have skin disorders/injuries in the relevant part of the body, the product should be fitted and worn only after consultation with a medical professional. Do not use if you are allergic to any of the materials contained within this product.
82-0221-1 | LUMBOFORCE BACK BRACE CAT 4 - H 26 - SIZE XS | LUMBOFORCE BACK BRACE CAT 4 - H 26 - SIZE XS | DONJOY | CER-DJO-011C-A | 0888912DJO000002705J | 00888912449656 | 33031 | Y060308 | DONJOY® Lumboforce® | 13-6856 | Support | The DonJoy LUMBOFORCE 4 is designed to provide comfort and support of the lumbar spine. It may be suitable for the symptomatic relief of acute and chronic low back pain. Soft-good/semi-rigid designed to restrict motion through elastic or semi-rigid construction. | If you have skin disorders/injuries in the relevant part of the body, the product should be fitted and worn only after consultation with a medical professional. Do not use if you are allergic to any of the materials contained within this product.
82-0221-2 | LUMBOFORCE BACK BRACE CAT 4 - H 26 - SIZE S | LUMBOFORCE BACK BRACE CAT 4 - H 26 - SIZE S | DONJOY | CER-DJO-011C-A | 0888912DJO000002705J | 00888912449663 | 33031 | Y060308 | DONJOY® Lumboforce® | 13-6856 | Support | The DonJoy LUMBOFORCE 4 is designed to provide comfort and support of the lumbar spine. It may be suitable for the symptomatic relief of acute and chronic low back pain. Soft-good/semi-rigid designed to restrict motion through elastic or semi-rigid construction. | If you have skin disorders/injuries in the relevant part of the body, the product should be fitted and worn only after consultation with a medical professional. Do not use if you are allergic to any of the materials contained within this product.
82-0221-3 | LUMBOFORCE BACK BRACE CAT 4 - H 26 - SIZE M | LUMBOFORCE BACK BRACE CAT 4 - H 26 - SIZE M | DONJOY | CER-DJO-011C-A | 0888912DJO000002705J | 00888912449670 | 33031 | Y060308 | DONJOY® Lumboforce® | 13-6856 | Support | The DonJoy LUMBOFORCE 4 is designed to provide comfort and support of the lumbar spine. It may be suitable for the symptomatic relief of acute and chronic low back pain. Soft-good/semi-rigid designed to restrict motion through elastic or semi-rigid construction. | If you have skin disorders/injuries in the relevant part of the body, the product should be fitted and worn only after consultation with a medical professional. Do not use if you are allergic to any of the materials contained within this product.
82-0221-4 | LUMBOFORCE BACK BRACE CAT 4 - H 26 - SIZE L | LUMBOFORCE BACK BRACE CAT 4 - H 26 - SIZE L | DONJOY | CER-DJO-011C-A | 0888912DJO000002705J | 00888912449687 | 33031 | Y060308 | DONJOY® Lumboforce® | 13-6856 | Support | The DonJoy LUMBOFORCE 4 is designed to provide comfort and support of the lumbar spine. It may be suitable for the symptomatic relief of acute and chronic low back pain. Soft-good/semi-rigid designed to restrict motion through elastic or semi-rigid construction. | If you have skin disorders/injuries in the relevant part of the body, the product should be fitted and worn only after consultation with a medical professional. Do not use if you are allergic to any of the materials contained within this product.
82-0221-5 | LUMBOFORCE BACK BRACE CAT 4 - H 26 - SIZE XL | LUMBOFORCE BACK BRACE CAT 4 - H 26 - SIZE XL | DONJOY | CER-DJO-011C-A | 0888912DJO000002705J | 00888912449694 | 33031 | Y060308 | DONJOY® Lumboforce® | 13-6856 | Support | The DonJoy LUMBOFORCE 4 is designed to provide comfort and support of the lumbar spine. It may be suitable for the symptomatic relief of acute and chronic low back pain. Soft-good/semi-rigid designed to restrict motion through elastic or semi-rigid construction. | If you have skin disorders/injuries in the relevant part of the body, the product should be fitted and worn only after consultation with a medical professional. Do not use if you are allergic to any of the materials contained within this product.
82-0221-6 | LUMBOFORCE BACK BRACE CAT 4 - H 26 - SIZE XXL | LUMBOFORCE BACK BRACE CAT 4 - H 26 - SIZE XXL | DONJOY | CER-DJO-011C-A | 0888912DJO000002705J | 00888912449700 | 33031 | Y060308 | DONJOY® Lumboforce® | 13-6856 | Support | The DonJoy LUMBOFORCE 4 is designed to provide comfort and support of the lumbar spine. It may be suitable for the symptomatic relief of acute and chronic low back pain. Soft-good/semi-rigid designed to restrict motion through elastic or semi-rigid construction. | If you have skin disorders/injuries in the relevant part of the body, the product should be fitted and worn only after consultation with a medical professional. Do not use if you are allergic to any of the materials contained within this product.
82-0222-3 | LUMBOFORCE BACK BRACE CAT 4 - H 32 - SIZE M | LUMBOFORCE BACK BRACE CAT 4 - H 32 - SIZE M | DONJOY | CER-DJO-011C-A | 0888912DJO000002705J | 00888912449717 | 33031 | Y060308 | DONJOY® Lumboforce® | 13-6856 | Support | The DonJoy LUMBOFORCE 4 is designed to provide comfort and support of the lumbar spine. It may be suitable for the symptomatic relief of acute and chronic low back pain. Soft-good/semi-rigid designed to restrict motion through elastic or semi-rigid construction. | If you have skin disorders/injuries in the relevant part of the body, the product should be fitted and worn only after consultation with a medical professional. Do not use if you are allergic to any of the materials contained within this product.
82-0222-4 | LUMBOFORCE BACK BRACE CAT 4 - H 32 - SIZE L | LUMBOFORCE BACK BRACE CAT 4 - H 32 - SIZE L | DONJOY | CER-DJO-011C-A | 0888912DJO000002705J | 00888912449724 | 33031 | Y060308 | DONJOY® Lumboforce® | 13-6856 | Support | The DonJoy LUMBOFORCE 4 is designed to provide comfort and support of the lumbar spine. It may be suitable for the symptomatic relief of acute and chronic low back pain. Soft-good/semi-rigid designed to restrict motion through elastic or semi-rigid construction. | If you have skin disorders/injuries in the relevant part of the body, the product should be fitted and worn only after consultation with a medical professional. Do not use if you are allergic to any of the materials contained within this product.
82-0222-5 | LUMBOFORCE BACK BRACE CAT 4 - H 32 - SIZE XL | LUMBOFORCE BACK BRACE CAT 4 - H 32 - SIZE XL | DONJOY | CER-DJO-011C-A | 0888912DJO000002705J | 00888912449731 | 33031 | Y060308 | DONJOY® Lumboforce® | 13-6856 | Support | The DonJoy LUMBOFORCE 4 is designed to provide comfort and support of the lumbar spine. It may be suitable for the symptomatic relief of acute and chronic low back pain. Soft-good/semi-rigid designed to restrict motion through elastic or semi-rigid construction. | If you have skin disorders/injuries in the relevant part of the body, the product should be fitted and worn only after consultation with a medical professional. Do not use if you are allergic to any of the materials contained within this product.
82-0222-6 | LUMBOFORCE BACK BRACE CAT 4 - H 32 - SIZE XXL | LUMBOFORCE BACK BRACE CAT 4 - H 32 - SIZE XXL | DONJOY | CER-DJO-011C-A | 0888912DJO000002705J | 00888912449748 | 33031 | Y060308 | DONJOY® Lumboforce® | 13-6856 | Support | The DonJoy LUMBOFORCE 4 is designed to provide comfort and support of the lumbar spine. It may be suitable for the symptomatic relief of acute and chronic low back pain. Soft-good/semi-rigid designed to restrict motion through elastic or semi-rigid construction. | If you have skin disorders/injuries in the relevant part of the body, the product should be fitted and worn only after consultation with a medical professional. Do not use if you are allergic to any of the materials contained within this product.
82-0222-7 | LUMBOFORCE BACK BRACE CAT 4 - H 32 - SIZE XXXL | LUMBOFORCE BACK BRACE CAT 4 - H 32 - SIZE XXXL | DONJOY | CER-DJO-011C-A | 0888912DJO000002705J | 00888912449755 | 33031 | Y060308 | DONJOY® Lumboforce® | 13-6856 | Support | The DonJoy LUMBOFORCE 4 is designed to provide comfort and support of the lumbar spine. It may be suitable for the symptomatic relief of acute and chronic low back pain. Soft-good/semi-rigid designed to restrict motion through elastic or semi-rigid construction. | If you have skin disorders/injuries in the relevant part of the body, the product should be fitted and worn only after consultation with a medical professional. Do not use if you are allergic to any of the materials contained within this product.
82-0223-1 | LUMBOFORCE BACK BRACE CAT 5 - H 26 - SIZE XS | LUMBOFORCE BACK BRACE CAT 5 - H 26 - SIZE XS | DONJOY | CER-DJO-011C-A | 0888912DJO000002725N | 00888912449762 | 33031 | Y060308 | DONJOY® Lumboforce® | 13-6857 | Support | The DonJoy LUMBOFORCE 5 is designed to provide comfort and support of the lumbar spine. It may be suitable for the symptomatic relief of acute and chronic low back pain. Soft-good/semi-rigid designed to restrict motion through elastic or semi-rigid construction. | If you have skin disorders/injuries in the relevant part of the body, the product should be fitted and worn only after consultation with a medical professional. Do not use if you are allergic to any of the materials contained within this product.
82-0223-2 | LUMBOFORCE BACK BRACE CAT 5 - H 26 - SIZE S | LUMBOFORCE BACK BRACE CAT 5 - H 26 - SIZE S | DONJOY | CER-DJO-011C-A | 0888912DJO000002725N | 00888912449779 | 33031 | Y060308 | DONJOY® Lumboforce® | 13-6857 | Support | The DonJoy LUMBOFORCE 5 is designed to provide comfort and support of the lumbar spine. It may be suitable for the symptomatic relief of acute and chronic low back pain. Soft-good/semi-rigid designed to restrict motion through elastic or semi-rigid construction. | If you have skin disorders/injuries in the relevant part of the body, the product should be fitted and worn only after consultation with a medical professional. Do not use if you are allergic to any of the materials contained within this product.
82-0223-3 | LUMBOFORCE BACK BRACE CAT 5 - H 26 - SIZE M | LUMBOFORCE BACK BRACE CAT 5 - H 26 - SIZE M | DONJOY | CER-DJO-011C-A | 0888912DJO000002725N | 00888912449786 | 33031 | Y060308 | DONJOY® Lumboforce® | 13-6857 | Support | The DonJoy LUMBOFORCE 5 is designed to provide comfort and support of the lumbar spine. It may be suitable for the symptomatic relief of acute and chronic low back pain. Soft-good/semi-rigid designed to restrict motion through elastic or semi-rigid construction. | If you have skin disorders/injuries in the relevant part of the body, the product should be fitted and worn only after consultation with a medical professional. Do not use if you are allergic to any of the materials contained within this product.
82-0223-4 | LUMBOFORCE BACK BRACE CAT 5 - H 26 - SIZE L | LUMBOFORCE BACK BRACE CAT 5 - H 26 - SIZE L | DONJOY | CER-DJO-011C-A | 0888912DJO000002725N | 00888912449793 | 33031 | Y060308 | DONJOY® Lumboforce® | 13-6857 | Support | The DonJoy LUMBOFORCE 5 is designed to provide comfort and support of the lumbar spine. It may be suitable for the symptomatic relief of acute and chronic low back pain. Soft-good/semi-rigid designed to restrict motion through elastic or semi-rigid construction. | If you have skin disorders/injuries in the relevant part of the body, the product should be fitted and worn only after consultation with a medical professional. Do not use if you are allergic to any of the materials contained within this product.
82-0223-5 | LUMBOFORCE BACK BRACE CAT 5 - H 26 - SIZE XL | LUMBOFORCE BACK BRACE CAT 5 - H 26 - SIZE XL | DONJOY | CER-DJO-011C-A | 0888912DJO000002725N | 00888912449809 | 33031 | Y060308 | DONJOY® Lumboforce® | 13-6857 | Support | The DonJoy LUMBOFORCE 5 is designed to provide comfort and support of the lumbar spine. It may be suitable for the symptomatic relief of acute and chronic low back pain. Soft-good/semi-rigid designed to restrict motion through elastic or semi-rigid construction. | If you have skin disorders/injuries in the relevant part of the body, the product should be fitted and worn only after consultation with a medical professional. Do not use if you are allergic to any of the materials contained within this product.
82-0223-6 | LUMBOFORCE BACK BRACE CAT 5 - H 26 - SIZE XXL | LUMBOFORCE BACK BRACE CAT 5 - H 26 - SIZE XXL | DONJOY | CER-DJO-011C-A | 0888912DJO000002725N | 00888912449816 | 33031 | Y060308 | DONJOY® Lumboforce® | 13-6857 | Support | The DonJoy LUMBOFORCE 5 is designed to provide comfort and support of the lumbar spine. It may be suitable for the symptomatic relief of acute and chronic low back pain. Soft-good/semi-rigid designed to restrict motion through elastic or semi-rigid construction. | If you have skin disorders/injuries in the relevant part of the body, the product should be fitted and worn only after consultation with a medical professional. Do not use if you are allergic to any of the materials contained within this product.
82-0224-3 | LUMBOFORCE BACK BRACE CAT 5 - H 32 - SIZE M | LUMBOFORCE BACK BRACE CAT 5 - H 32 - SIZE M | DONJOY | CER-DJO-011C-A | 0888912DJO000002725N | 00888912449823 | 33031 | Y060308 | DONJOY® Lumboforce® | 13-6857 | Support | The DonJoy LUMBOFORCE 5 is designed to provide comfort and support of the lumbar spine. It may be suitable for the symptomatic relief of acute and chronic low back pain. Soft-good/semi-rigid designed to restrict motion through elastic or semi-rigid construction. | If you have skin disorders/injuries in the relevant part of the body, the product should be fitted and worn only after consultation with a medical professional. Do not use if you are allergic to any of the materials contained within this product.
82-0224-4 | LUMBOFORCE BACK BRACE CAT 5 - H 32 - SIZE L | LUMBOFORCE BACK BRACE CAT 5 - H 32 - SIZE L | DONJOY | CER-DJO-011C-A | 0888912DJO000002725N | 00888912449830 | 33031 | Y060308 | DONJOY® Lumboforce® | 13-6857 | Support | The DonJoy LUMBOFORCE 5 is designed to provide comfort and support of the lumbar spine. It may be suitable for the symptomatic relief of acute and chronic low back pain. Soft-good/semi-rigid designed to restrict motion through elastic or semi-rigid construction. | If you have skin disorders/injuries in the relevant part of the body, the product should be fitted and worn only after consultation with a medical professional. Do not use if you are allergic to any of the materials contained within this product.
82-0224-5 | LUMBOFORCE BACK BRACE CAT 5 - H 32 - SIZE XL | LUMBOFORCE BACK BRACE CAT 5 - H 32 - SIZE XL | DONJOY | CER-DJO-011C-A | 0888912DJO000002725N | 00888912449847 | 33031 | Y060308 | DONJOY® Lumboforce® | 13-6857 | Support | The DonJoy LUMBOFORCE 5 is designed to provide comfort and support of the lumbar spine. It may be suitable for the symptomatic relief of acute and chronic low back pain. Soft-good/semi-rigid designed to restrict motion through elastic or semi-rigid construction. | If you have skin disorders/injuries in the relevant part of the body, the product should be fitted and worn only after consultation with a medical professional. Do not use if you are allergic to any of the materials contained within this product.
82-0224-6 | LUMBOFORCE BACK BRACE CAT 5 - H 32 - SIZE XXL | LUMBOFORCE BACK BRACE CAT 5 - H 32 - SIZE XXL | DONJOY | CER-DJO-011C-A | 0888912DJO000002725N | 00888912449854 | 33031 | Y060308 | DONJOY® Lumboforce® | 13-6857 | Support | The DonJoy LUMBOFORCE 5 is designed to provide comfort and support of the lumbar spine. It may be suitable for the symptomatic relief of acute and chronic low back pain. Soft-good/semi-rigid designed to restrict motion through elastic or semi-rigid construction. | If you have skin disorders/injuries in the relevant part of the body, the product should be fitted and worn only after consultation with a medical professional. Do not use if you are allergic to any of the materials contained within this product.
82-0224-7 | LUMBOFORCE BACK BRACE CAT 5 - H 32 - SIZE XXXL | LUMBOFORCE BACK BRACE CAT 5 - H 32 - SIZE XXXL | DONJOY | CER-DJO-011C-A | 0888912DJO000002725N | 00888912449861 | 33031 | Y060308 | DONJOY® Lumboforce® | 13-6857 | Support | The DonJoy LUMBOFORCE 5 is designed to provide comfort and support of the lumbar spine. It may be suitable for the symptomatic relief of acute and chronic low back pain. Soft-good/semi-rigid designed to restrict motion through elastic or semi-rigid construction. | If you have skin disorders/injuries in the relevant part of the body, the product should be fitted and worn only after consultation with a medical professional. Do not use if you are allergic to any of the materials contained within this product.
82-0227-1 | POROSTRAP LUMBAR SUPPORT 21 CM SIZE XS | POROSTRAP LUMBAR SUPPORT 21 CM SIZE XS | DONJOY | CER-DJO-011C-A | 0888912DJO000002765W | 00888912449922 | 41442 | Y060308 | DONJOY® POROSTRAP™ | 13-8568 | Support | The DonJoy Porostrap is designed to provide comfort and support of the lumbar spine. It may be suitable for the symptomatic relief of acute and chronic low back pain. Soft-good/semi-rigid designed to restrict motion through elastic or semi-rigid construction. | If you have skin disorders/injuries in the relevant part of the body, the product should be fitted and worn only after consultation with a medical professional. Do not use if you are allergic to any of the materials contained within this product.
82-0227-2 | POROSTRAP LUMBAR SUPPORT 21 CM SIZE S | POROSTRAP LUMBAR SUPPORT 21 CM SIZE S | DONJOY | CER-DJO-011C-A | 0888912DJO000002765W | 00888912449939 | 41442 | Y060308 | DONJOY® POROSTRAP™ | 13-8568 | Support | The DonJoy Porostrap is designed to provide comfort and support of the lumbar spine. It may be suitable for the symptomatic relief of acute and chronic low back pain. Soft-good/semi-rigid designed to restrict motion through elastic or semi-rigid construction. | If you have skin disorders/injuries in the relevant part of the body, the product should be fitted and worn only after consultation with a medical professional. Do not use if you are allergic to any of the materials contained within this product.
82-0227-3 | POROSTRAP LUMBAR SUPPORT 21 CM SIZE M | POROSTRAP LUMBAR SUPPORT 21 CM SIZE M | DONJOY | CER-DJO-011C-A | 0888912DJO000002765W | 00888912449946 | 41442 | Y060308 | DONJOY® POROSTRAP™ | 13-8568 | Support | The DonJoy Porostrap is designed to provide comfort and support of the lumbar spine. It may be suitable for the symptomatic relief of acute and chronic low back pain. Soft-good/semi-rigid designed to restrict motion through elastic or semi-rigid construction. | If you have skin disorders/injuries in the relevant part of the body, the product should be fitted and worn only after consultation with a medical professional. Do not use if you are allergic to any of the materials contained within this product.
82-0227-4 | POROSTRAP LUMBAR SUPPORT 21 CM SIZE L | POROSTRAP LUMBAR SUPPORT 21 CM SIZE L | DONJOY | CER-DJO-011C-A | 0888912DJO000002765W | 00888912449953 | 41442 | Y060308 | DONJOY® POROSTRAP™ | 13-8568 | Support | The DonJoy Porostrap is designed to provide comfort and support of the lumbar spine. It may be suitable for the symptomatic relief of acute and chronic low back pain. Soft-good/semi-rigid designed to restrict motion through elastic or semi-rigid construction. | If you have skin disorders/injuries in the relevant part of the body, the product should be fitted and worn only after consultation with a medical professional. Do not use if you are allergic to any of the materials contained within this product.
82-0227-5 | POROSTRAP LUMBAR SUPPORT 21 CM SIZE XL | POROSTRAP LUMBAR SUPPORT 21 CM SIZE XL | DONJOY | CER-DJO-011C-A | 0888912DJO000002765W | 00888912449960 | 41442 | Y060308 | DONJOY® POROSTRAP™ | 13-8568 | Support | The DonJoy Porostrap is designed to provide comfort and support of the lumbar spine. It may be suitable for the symptomatic relief of acute and chronic low back pain. Soft-good/semi-rigid designed to restrict motion through elastic or semi-rigid construction. | If you have skin disorders/injuries in the relevant part of the body, the product should be fitted and worn only after consultation with a medical professional. Do not use if you are allergic to any of the materials contained within this product.
82-0228-1 | POROSTRAP LUMBAR SUPPORT 26 CM SIZE XS | POROSTRAP LUMBAR SUPPORT 26 CM SIZE XS | DONJOY | CER-DJO-011C-A | 0888912DJO000002765W | 00888912449977 | 41442 | Y060308 | DONJOY® POROSTRAP™ | 13-8568 | Support | The DonJoy Porostrap is designed to provide comfort and support of the lumbar spine. It may be suitable for the symptomatic relief of acute and chronic low back pain. Soft-good/semi-rigid designed to restrict motion through elastic or semi-rigid construction. | If you have skin disorders/injuries in the relevant part of the body, the product should be fitted and worn only after consultation with a medical professional. Do not use if you are allergic to any of the materials contained within this product.
82-0228-2 | POROSTRAP LUMBAR SUPPORT 26 CM SIZE S | POROSTRAP LUMBAR SUPPORT 26 CM SIZE S | DONJOY | CER-DJO-011C-A | 0888912DJO000002765W | 00888912449984 | 41442 | Y060308 | DONJOY® POROSTRAP™ | 13-8568 | Support | The DonJoy Porostrap is designed to provide comfort and support of the lumbar spine. It may be suitable for the symptomatic relief of acute and chronic low back pain. Soft-good/semi-rigid designed to restrict motion through elastic or semi-rigid construction. | If you have skin disorders/injuries in the relevant part of the body, the product should be fitted and worn only after consultation with a medical professional. Do not use if you are allergic to any of the materials contained within this product.
82-0228-3 | POROSTRAP LUMBAR SUPPORT 26 CM SIZE M | POROSTRAP LUMBAR SUPPORT 26 CM SIZE M | DONJOY | CER-DJO-011C-A | 0888912DJO000002765W | 00888912449991 | 41442 | Y060308 | DONJOY® POROSTRAP™ | 13-8568 | Support | The DonJoy Porostrap is designed to provide comfort and support of the lumbar spine. It may be suitable for the symptomatic relief of acute and chronic low back pain. Soft-good/semi-rigid designed to restrict motion through elastic or semi-rigid construction. | If you have skin disorders/injuries in the relevant part of the body, the product should be fitted and worn only after consultation with a medical professional. Do not use if you are allergic to any of the materials contained within this product.
82-0228-4 | POROSTRAP LUMBAR SUPPORT 26 CM SIZE L | POROSTRAP LUMBAR SUPPORT 26 CM SIZE L | DONJOY | CER-DJO-011C-A | 0888912DJO000002765W | 00888912450003 | 41442 | Y060308 | DONJOY® POROSTRAP™ | 13-8568 | Support | The DonJoy Porostrap is designed to provide comfort and support of the lumbar spine. It may be suitable for the symptomatic relief of acute and chronic low back pain. Soft-good/semi-rigid designed to restrict motion through elastic or semi-rigid construction. | If you have skin disorders/injuries in the relevant part of the body, the product should be fitted and worn only after consultation with a medical professional. Do not use if you are allergic to any of the materials contained within this product.
82-0228-5 | POROSTRAP LUMBAR SUPPORT 26 CM SIZE XL | POROSTRAP LUMBAR SUPPORT 26 CM SIZE XL | DONJOY | CER-DJO-011C-A | 0888912DJO000002765W | 00888912450010 | 41442 | Y060308 | DONJOY® POROSTRAP™ | 13-8568 | Support | The DonJoy Porostrap is designed to provide comfort and support of the lumbar spine. It may be suitable for the symptomatic relief of acute and chronic low back pain. Soft-good/semi-rigid designed to restrict motion through elastic or semi-rigid construction. | If you have skin disorders/injuries in the relevant part of the body, the product should be fitted and worn only after consultation with a medical professional. Do not use if you are allergic to any of the materials contained within this product.
82-0229-1 | IMMOSTRAP H. 26 CM TAILLE XS | IMMOSTRAP H. 26 CM TAILLE XS | DONJOY | CER-DJO-011C-A | 0888912DJO000002775Y | 00888912450027 | 33031 | Y060308 | DONJOY® IMMOSTRAP™ | 13-8570 | Support | The DonJoy Immostrap is designed to provide comfort and support of the lumbar spine. It may be suitable for the symptomatic relief of acute and chronic low back pain. Soft-good/semi-rigid designed to restrict motion through elastic or semi-rigid construction. | If you have skin disorders/injuries in the relevant part of the body, the product should be fitted and worn only after consultation with a medical professional. Do not use if you are allergic to any of the materials contained within this product.
82-0229-2 | IMMOSTRAP H. 26 CM TAILLE S | IMMOSTRAP H. 26 CM TAILLE S | DONJOY | CER-DJO-011C-A | 0888912DJO000002775Y | 00888912450034 | 33031 | Y060308 | DONJOY® IMMOSTRAP™ | 13-8570 | Support | The DonJoy Immostrap is designed to provide comfort and support of the lumbar spine. It may be suitable for the symptomatic relief of acute and chronic low back pain. Soft-good/semi-rigid designed to restrict motion through elastic or semi-rigid construction. | If you have skin disorders/injuries in the relevant part of the body, the product should be fitted and worn only after consultation with a medical professional. Do not use if you are allergic to any of the materials contained within this product.
82-0229-3 | IMMOSTRAP H. 26 CM TAILLE M | IMMOSTRAP H. 26 CM TAILLE M | DONJOY | CER-DJO-011C-A | 0888912DJO000002775Y | 00888912450041 | 33031 | Y060308 | DONJOY® IMMOSTRAP™ | 13-8570 | Support | The DonJoy Immostrap is designed to provide comfort and support of the lumbar spine. It may be suitable for the symptomatic relief of acute and chronic low back pain. Soft-good/semi-rigid designed to restrict motion through elastic or semi-rigid construction. | If you have skin disorders/injuries in the relevant part of the body, the product should be fitted and worn only after consultation with a medical professional. Do not use if you are allergic to any of the materials contained within this product.
82-0229-4 | IMMOSTRAP H. 26 CM TAILLE L | IMMOSTRAP H. 26 CM TAILLE L | DONJOY | CER-DJO-011C-A | 0888912DJO000002775Y | 00888912450058 | 33031 | Y060308 | DONJOY® IMMOSTRAP™ | 13-8570 | Support | The DonJoy Immostrap is designed to provide comfort and support of the lumbar spine. It may be suitable for the symptomatic relief of acute and chronic low back pain. Soft-good/semi-rigid designed to restrict motion through elastic or semi-rigid construction. | If you have skin disorders/injuries in the relevant part of the body, the product should be fitted and worn only after consultation with a medical professional. Do not use if you are allergic to any of the materials contained within this product.
82-0229-5 | IMMOSTRAP H. 26 CM TAILLE XL | IMMOSTRAP H. 26 CM TAILLE XL | DONJOY | CER-DJO-011C-A | 0888912DJO000002775Y | 00888912450065 | 33031 | Y060308 | DONJOY® IMMOSTRAP™ | 13-8570 | Support | The DonJoy Immostrap is designed to provide comfort and support of the lumbar spine. It may be suitable for the symptomatic relief of acute and chronic low back pain. Soft-good/semi-rigid designed to restrict motion through elastic or semi-rigid construction. | If you have skin disorders/injuries in the relevant part of the body, the product should be fitted and worn only after consultation with a medical professional. Do not use if you are allergic to any of the materials contained within this product.
82-0230-1 | ACTISTRAP H. 21 CM TAILLE XS | ACTISTRAP H. 21 CM TAILLE XS | DONJOY | CER-DJO-011C-A | 0888912DJO000002815P | 00888912450072 | 41442 | Y060308 | DONJOY® ACTISTRAP™ | 13-8592 | Support | The DonJoy Actistrap and Actistrap+ is designed to provide comfort and support of the lumbar spine. They may be suitable for the symptomatic relief of acute and chronic low back pain. Soft-good/semi-rigid designed to restrict motion through elastic or semi-rigid construction. | If you have skin disorders/injuries in the relevant part of the body, the product should be fitted and worn only after consultation with a medical professional. Do not use if you are allergic to any of the materials contained within this product.
82-0230-2 | ACTISTRAP H. 21 CM TAILLE S | ACTISTRAP H. 21 CM TAILLE S | DONJOY | CER-DJO-011C-A | 0888912DJO000002815P | 00888912450089 | 41442 | Y060308 | DONJOY® ACTISTRAP™ | 13-8592 | Support | The DonJoy Actistrap and Actistrap+ is designed to provide comfort and support of the lumbar spine. They may be suitable for the symptomatic relief of acute and chronic low back pain. Soft-good/semi-rigid designed to restrict motion through elastic or semi-rigid construction. | If you have skin disorders/injuries in the relevant part of the body, the product should be fitted and worn only after consultation with a medical professional. Do not use if you are allergic to any of the materials contained within this product.
82-0230-3 | ACTISTRAP H. 21 CM TAILLE M | ACTISTRAP H. 21 CM TAILLE M | DONJOY | CER-DJO-011C-A | 0888912DJO000002815P | 00888912450096 | 41442 | Y060308 | DONJOY® ACTISTRAP™ | 13-8592 | Support | The DonJoy Actistrap and Actistrap+ is designed to provide comfort and support of the lumbar spine. They may be suitable for the symptomatic relief of acute and chronic low back pain. Soft-good/semi-rigid designed to restrict motion through elastic or semi-rigid construction. | If you have skin disorders/injuries in the relevant part of the body, the product should be fitted and worn only after consultation with a medical professional. Do not use if you are allergic to any of the materials contained within this product.
82-0230-4 | ACTISTRAP H. 21 CM TAILLE L | ACTISTRAP H. 21 CM TAILLE L | DONJOY | CER-DJO-011C-A | 0888912DJO000002815P | 00888912450102 | 41442 | Y060308 | DONJOY® ACTISTRAP™ | 13-8592 | Support | The DonJoy Actistrap and Actistrap+ is designed to provide comfort and support of the lumbar spine. They may be suitable for the symptomatic relief of acute and chronic low back pain. Soft-good/semi-rigid designed to restrict motion through elastic or semi-rigid construction. | If you have skin disorders/injuries in the relevant part of the body, the product should be fitted and worn only after consultation with a medical professional. Do not use if you are allergic to any of the materials contained within this product.
82-0230-5 | ACTISTRAP H. 21 CM TAILLE XL | ACTISTRAP H. 21 CM TAILLE XL | DONJOY | CER-DJO-011C-A | 0888912DJO000002815P | 00888912450119 | 41442 | Y060308 | DONJOY® ACTISTRAP™ | 13-8592 | Support | The DonJoy Actistrap and Actistrap+ is designed to provide comfort and support of the lumbar spine. They may be suitable for the symptomatic relief of acute and chronic low back pain. Soft-good/semi-rigid designed to restrict motion through elastic or semi-rigid construction. | If you have skin disorders/injuries in the relevant part of the body, the product should be fitted and worn only after consultation with a medical professional. Do not use if you are allergic to any of the materials contained within this product.
82-0231-1 | ACTISTRAP H. 26 CM TAILLE XS | ACTISTRAP H. 26 CM TAILLE XS | DONJOY | CER-DJO-011C-A | 0888912DJO000002815P | 00888912450126 | 41442 | Y060308 | DONJOY® ACTISTRAP™ | 13-8592 | Support | The DonJoy Actistrap and Actistrap+ is designed to provide comfort and support of the lumbar spine. They may be suitable for the symptomatic relief of acute and chronic low back pain. Soft-good/semi-rigid designed to restrict motion through elastic or semi-rigid construction. | If you have skin disorders/injuries in the relevant part of the body, the product should be fitted and worn only after consultation with a medical professional. Do not use if you are allergic to any of the materials contained within this product.
82-0231-2 | ACTISTRAP H. 26 CM TAILLE S | ACTISTRAP H. 26 CM TAILLE S | DONJOY | CER-DJO-011C-A | 0888912DJO000002815P | 00888912450133 | 41442 | Y060308 | DONJOY® ACTISTRAP™ | 13-8592 | Support | The DonJoy Actistrap and Actistrap+ is designed to provide comfort and support of the lumbar spine. They may be suitable for the symptomatic relief of acute and chronic low back pain. Soft-good/semi-rigid designed to restrict motion through elastic or semi-rigid construction. | If you have skin disorders/injuries in the relevant part of the body, the product should be fitted and worn only after consultation with a medical professional. Do not use if you are allergic to any of the materials contained within this product.
82-0231-3 | ACTISTRAP H. 26 CM TAILLE M | ACTISTRAP H. 26 CM TAILLE M | DONJOY | CER-DJO-011C-A | 0888912DJO000002815P | 00888912450140 | 41442 | Y060308 | DONJOY® ACTISTRAP™ | 13-8592 | Support | The DonJoy Actistrap and Actistrap+ is designed to provide comfort and support of the lumbar spine. They may be suitable for the symptomatic relief of acute and chronic low back pain. Soft-good/semi-rigid designed to restrict motion through elastic or semi-rigid construction. | If you have skin disorders/injuries in the relevant part of the body, the product should be fitted and worn only after consultation with a medical professional. Do not use if you are allergic to any of the materials contained within this product.
82-0231-4 | ACTISTRAP H. 26 CM TAILLE L | ACTISTRAP H. 26 CM TAILLE L | DONJOY | CER-DJO-011C-A | 0888912DJO000002815P | 00888912450157 | 41442 | Y060308 | DONJOY® ACTISTRAP™ | 13-8592 | Support | The DonJoy Actistrap and Actistrap+ is designed to provide comfort and support of the lumbar spine. They may be suitable for the symptomatic relief of acute and chronic low back pain. Soft-good/semi-rigid designed to restrict motion through elastic or semi-rigid construction. | If you have skin disorders/injuries in the relevant part of the body, the product should be fitted and worn only after consultation with a medical professional. Do not use if you are allergic to any of the materials contained within this product.
82-0231-5 | ACTISTRAP H. 26 CM TAILLE XL | ACTISTRAP H. 26 CM TAILLE XL | DONJOY | CER-DJO-011C-A | 0888912DJO000002815P | 00888912450164 | 41442 | Y060308 | DONJOY® ACTISTRAP™ | 13-8592 | Support | The DonJoy Actistrap and Actistrap+ is designed to provide comfort and support of the lumbar spine. They may be suitable for the symptomatic relief of acute and chronic low back pain. Soft-good/semi-rigid designed to restrict motion through elastic or semi-rigid construction. | If you have skin disorders/injuries in the relevant part of the body, the product should be fitted and worn only after consultation with a medical professional. Do not use if you are allergic to any of the materials contained within this product.
82-0231-6 | ACTISTRAP LUMBAR SUPPORT 26CM SIZE XXL | ACTISTRAP LUMBAR SUPPORT 26CM SIZE XXL | DONJOY | CER-DJO-011C-A | 0888912DJO000002815P | 00190446156413 | 41442 | Y060308 | DONJOY® ACTISTRAP™ | 13-8592 | Support | The DonJoy Actistrap and Actistrap+ is designed to provide comfort and support of the lumbar spine. They may be suitable for the symptomatic relief of acute and chronic low back pain. Soft-good/semi-rigid designed to restrict motion through elastic or semi-rigid construction. | If you have skin disorders/injuries in the relevant part of the body, the product should be fitted and worn only after consultation with a medical professional. Do not use if you are allergic to any of the materials contained within this product.
82-0232-1 | ACTISTRAP LUMBAR SUPPORT 26CM SIZE XS + FOAM INSERT | BRACING & SUPPORTS | DONJOY | CER-DJO-011C-A | 0888912DJO000002815P | 00888912649193 | 41442 | Y060308 | DONJOY® ACTISTRAP™ | 13-8592 | Support | The DonJoy Actistrap and Actistrap+ is designed to provide comfort and support of the lumbar spine. They may be suitable for the symptomatic relief of acute and chronic low back pain. Soft-good/semi-rigid designed to restrict motion through elastic or semi-rigid construction. | If you have skin disorders/injuries in the relevant part of the body, the product should be fitted and worn only after consultation with a medical professional. Do not use if you are allergic to any of the materials contained within this product.
82-0232-2 | ACTISTRAP LUMBAR SUPPORT 26CM SIZE S + FOAM INSERT | BRACING & SUPPORTS | DONJOY | CER-DJO-011C-A | 0888912DJO000002815P | 00888912649209 | 41442 | Y060308 | DONJOY® ACTISTRAP™ | 13-8592 | Support | The DonJoy Actistrap and Actistrap+ is designed to provide comfort and support of the lumbar spine. They may be suitable for the symptomatic relief of acute and chronic low back pain. Soft-good/semi-rigid designed to restrict motion through elastic or semi-rigid construction. | If you have skin disorders/injuries in the relevant part of the body, the product should be fitted and worn only after consultation with a medical professional. Do not use if you are allergic to any of the materials contained within this product.
82-0232-3 | ACTISTRAP LUMBAR SUPPORT 26CM SIZE M + FOAM INSERT | BRACING & SUPPORTS | DONJOY | CER-DJO-011C-A | 0888912DJO000002815P | 00888912649216 | 41442 | Y060308 | DONJOY® ACTISTRAP™ | 13-8592 | Support | The DonJoy Actistrap and Actistrap+ is designed to provide comfort and support of the lumbar spine. They may be suitable for the symptomatic relief of acute and chronic low back pain. Soft-good/semi-rigid designed to restrict motion through elastic or semi-rigid construction. | If you have skin disorders/injuries in the relevant part of the body, the product should be fitted and worn only after consultation with a medical professional. Do not use if you are allergic to any of the materials contained within this product.
82-0232-4 | ACTISTRAP LUMBAR SUPPORT 26CM SIZE L + FOAM INSERT | BRACING & SUPPORTS | DONJOY | CER-DJO-011C-A | 0888912DJO000002815P | 00888912649223 | 41442 | Y060308 | DONJOY® ACTISTRAP™ | 13-8592 | Support | The DonJoy Actistrap and Actistrap+ is designed to provide comfort and support of the lumbar spine. They may be suitable for the symptomatic relief of acute and chronic low back pain. Soft-good/semi-rigid designed to restrict motion through elastic or semi-rigid construction. | If you have skin disorders/injuries in the relevant part of the body, the product should be fitted and worn only after consultation with a medical professional. Do not use if you are allergic to any of the materials contained within this product.
82-0232-5 | ACTISTRAP LUMBAR SUPPORT 26CM SIZE XL + FOAM INSERT | BRACING & SUPPORTS | DONJOY | CER-DJO-011C-A | 0888912DJO000002815P | 00888912649230 | 41442 | Y060308 | DONJOY® ACTISTRAP™ | 13-8592 | Support | The DonJoy Actistrap and Actistrap+ is designed to provide comfort and support of the lumbar spine. They may be suitable for the symptomatic relief of acute and chronic low back pain. Soft-good/semi-rigid designed to restrict motion through elastic or semi-rigid construction. | If you have skin disorders/injuries in the relevant part of the body, the product should be fitted and worn only after consultation with a medical professional. Do not use if you are allergic to any of the materials contained within this product.
82-0233-1 | CONFORSTRAP LUMBAR SUPPORT 21CM FEMALE XS | CONFORSTRAP LUMBAR SUPPORT 21CM FEMALE XS | DONJOY | CER-DJO-011C-A | 0888912DJO000002755U | 00888912450171 | 41442 | Y060308 | DONJOY® CONFORSTRAP™ | 13-8566 | Support | The DonJoy Conforstrap is designed to provide comfort and support of the lumbar spine. They may be suitable for the symptomatic relief of acute and chronic low back pain. The optional hot/cold pack within the support may be used to further aid symptom relief. Soft-good/semi-rigid designed to restrict motion through elastic or semi-rigid construction. | Application of cold therapy is contraindicated for patients who have previously developed cold-induced hypertension during cold treatment, who have allergy to cold or who have Raynaud's syndrome, peripheral vascular disease or sickle cell anaemia. If you have skin disorders/injuries in the relevant part of the body, the product should be fitted and worn only after consultation with a medical professional. Do not use if you are allergic to any of the materials contained within this product.
82-0233-2 | CONFORSTRAP LUMBAR SUPPORT 21CM FEMALE S | CONFORSTRAP LUMBAR SUPPORT 21CM FEMALE S | DONJOY | CER-DJO-011C-A | 0888912DJO000002755U | 00888912450188 | 41442 | Y060308 | DONJOY® CONFORSTRAP™ | 13-8566 | Support | The DonJoy Conforstrap is designed to provide comfort and support of the lumbar spine. They may be suitable for the symptomatic relief of acute and chronic low back pain. The optional hot/cold pack within the support may be used to further aid symptom relief. Soft-good/semi-rigid designed to restrict motion through elastic or semi-rigid construction. | Application of cold therapy is contraindicated for patients who have previously developed cold-induced hypertension during cold treatment, who have allergy to cold or who have Raynaud's syndrome, peripheral vascular disease or sickle cell anaemia. If you have skin disorders/injuries in the relevant part of the body, the product should be fitted and worn only after consultation with a medical professional. Do not use if you are allergic to any of the materials contained within this product.
82-0233-3 | CONFORSTRAP LUMBAR SUPPORT 21CM FEMALE M | CONFORSTRAP LUMBAR SUPPORT 21CM FEMALE M | DONJOY | CER-DJO-011C-A | 0888912DJO000002755U | 00888912450195 | 41442 | Y060308 | DONJOY® CONFORSTRAP™ | 13-8566 | Support | The DonJoy Conforstrap is designed to provide comfort and support of the lumbar spine. They may be suitable for the symptomatic relief of acute and chronic low back pain. The optional hot/cold pack within the support may be used to further aid symptom relief. Soft-good/semi-rigid designed to restrict motion through elastic or semi-rigid construction. | Application of cold therapy is contraindicated for patients who have previously developed cold-induced hypertension during cold treatment, who have allergy to cold or who have Raynaud's syndrome, peripheral vascular disease or sickle cell anaemia. If you have skin disorders/injuries in the relevant part of the body, the product should be fitted and worn only after consultation with a medical professional. Do not use if you are allergic to any of the materials contained within this product.
82-0233-4 | CONFORSTRAP LUMBAR SUPPORT 21CM FEMALE L | CONFORSTRAP LUMBAR SUPPORT 21CM FEMALE L | DONJOY | CER-DJO-011C-A | 0888912DJO000002755U | 00888912450201 | 41442 | Y060308 | DONJOY® CONFORSTRAP™ | 13-8566 | Support | The DonJoy Conforstrap is designed to provide comfort and support of the lumbar spine. They may be suitable for the symptomatic relief of acute and chronic low back pain. The optional hot/cold pack within the support may be used to further aid symptom relief. Soft-good/semi-rigid designed to restrict motion through elastic or semi-rigid construction. | Application of cold therapy is contraindicated for patients who have previously developed cold-induced hypertension during cold treatment, who have allergy to cold or who have Raynaud's syndrome, peripheral vascular disease or sickle cell anaemia. If you have skin disorders/injuries in the relevant part of the body, the product should be fitted and worn only after consultation with a medical professional. Do not use if you are allergic to any of the materials contained within this product.
82-0233-5 | CONFORSTRAP LUMBAR SUPPORT 21CM FEMALE XL | CONFORSTRAP LUMBAR SUPPORT 21CM FEMALE XL | DONJOY | CER-DJO-011C-A | 0888912DJO000002755U | 00888912450218 | 41442 | Y060308 | DONJOY® CONFORSTRAP™ | 13-8566 | Support | The DonJoy Conforstrap is designed to provide comfort and support of the lumbar spine. They may be suitable for the symptomatic relief of acute and chronic low back pain. The optional hot/cold pack within the support may be used to further aid symptom relief. Soft-good/semi-rigid designed to restrict motion through elastic or semi-rigid construction. | Application of cold therapy is contraindicated for patients who have previously developed cold-induced hypertension during cold treatment, who have allergy to cold or who have Raynaud's syndrome, peripheral vascular disease or sickle cell anaemia. If you have skin disorders/injuries in the relevant part of the body, the product should be fitted and worn only after consultation with a medical professional. Do not use if you are allergic to any of the materials contained within this product.
82-0234-1 | CONFORSTRAP LUMBAR SUPPORT 26CM MALE XS | CONFORSTRAP LUMBAR SUPPORT 26CM MALE XS | DONJOY | CER-DJO-011C-A | 0888912DJO000002755U | 00888912450225 | 41442 | Y060308 | DONJOY® CONFORSTRAP™ | 13-8566 | Support | The DonJoy Conforstrap is designed to provide comfort and support of the lumbar spine. They may be suitable for the symptomatic relief of acute and chronic low back pain. The optional hot/cold pack within the support may be used to further aid symptom relief. Soft-good/semi-rigid designed to restrict motion through elastic or semi-rigid construction. | Application of cold therapy is contraindicated for patients who have previously developed cold-induced hypertension during cold treatment, who have allergy to cold or who have Raynaud's syndrome, peripheral vascular disease or sickle cell anaemia. If you have skin disorders/injuries in the relevant part of the body, the product should be fitted and worn only after consultation with a medical professional. Do not use if you are allergic to any of the materials contained within this product.
82-0234-2 | CONFORSTRAP LUMBAR SUPPORT 26CM MALE S | CONFORSTRAP LUMBAR SUPPORT 26CM MALE S | DONJOY | CER-DJO-011C-A | 0888912DJO000002755U | 00888912450232 | 41442 | Y060308 | DONJOY® CONFORSTRAP™ | 13-8566 | Support | The DonJoy Conforstrap is designed to provide comfort and support of the lumbar spine. They may be suitable for the symptomatic relief of acute and chronic low back pain. The optional hot/cold pack within the support may be used to further aid symptom relief. Soft-good/semi-rigid designed to restrict motion through elastic or semi-rigid construction. | Application of cold therapy is contraindicated for patients who have previously developed cold-induced hypertension during cold treatment, who have allergy to cold or who have Raynaud's syndrome, peripheral vascular disease or sickle cell anaemia. If you have skin disorders/injuries in the relevant part of the body, the product should be fitted and worn only after consultation with a medical professional. Do not use if you are allergic to any of the materials contained within this product.
82-0234-3 | CONFORSTRAP LUMBAR SUPPORT 26CM MALE M | CONFORSTRAP LUMBAR SUPPORT 26CM MALE M | DONJOY | CER-DJO-011C-A | 0888912DJO000002755U | 00888912450249 | 41442 | Y060308 | DONJOY® CONFORSTRAP™ | 13-8566 | Support | The DonJoy Conforstrap is designed to provide comfort and support of the lumbar spine. They may be suitable for the symptomatic relief of acute and chronic low back pain. The optional hot/cold pack within the support may be used to further aid symptom relief. Soft-good/semi-rigid designed to restrict motion through elastic or semi-rigid construction. | Application of cold therapy is contraindicated for patients who have previously developed cold-induced hypertension during cold treatment, who have allergy to cold or who have Raynaud's syndrome, peripheral vascular disease or sickle cell anaemia. If you have skin disorders/injuries in the relevant part of the body, the product should be fitted and worn only after consultation with a medical professional. Do not use if you are allergic to any of the materials contained within this product.
82-0234-4 | CONFORSTRAP LUMBAR SUPPORT 26CM MALE L | CONFORSTRAP LUMBAR SUPPORT 26CM MALE L | DONJOY | CER-DJO-011C-A | 0888912DJO000002755U | 00888912450256 | 41442 | Y060308 | DONJOY® CONFORSTRAP™ | 13-8566 | Support | The DonJoy Conforstrap is designed to provide comfort and support of the lumbar spine. They may be suitable for the symptomatic relief of acute and chronic low back pain. The optional hot/cold pack within the support may be used to further aid symptom relief. Soft-good/semi-rigid designed to restrict motion through elastic or semi-rigid construction. | Application of cold therapy is contraindicated for patients who have previously developed cold-induced hypertension during cold treatment, who have allergy to cold or who have Raynaud's syndrome, peripheral vascular disease or sickle cell anaemia. If you have skin disorders/injuries in the relevant part of the body, the product should be fitted and worn only after consultation with a medical professional. Do not use if you are allergic to any of the materials contained within this product.
82-0234-5 | CONFORSTRAP LUMBAR SUPPORT 26CM MALE XL | CONFORSTRAP LUMBAR SUPPORT 26CM MALE XL | DONJOY | CER-DJO-011C-A | 0888912DJO000002755U | 00888912450263 | 41442 | Y060308 | DONJOY® CONFORSTRAP™ | 13-8566 | Support | The DonJoy Conforstrap is designed to provide comfort and support of the lumbar spine. They may be suitable for the symptomatic relief of acute and chronic low back pain. The optional hot/cold pack within the support may be used to further aid symptom relief. Soft-good/semi-rigid designed to restrict motion through elastic or semi-rigid construction. | Application of cold therapy is contraindicated for patients who have previously developed cold-induced hypertension during cold treatment, who have allergy to cold or who have Raynaud's syndrome, peripheral vascular disease or sickle cell anaemia. If you have skin disorders/injuries in the relevant part of the body, the product should be fitted and worn only after consultation with a medical professional. Do not use if you are allergic to any of the materials contained within this product.
82-0236-1 | AIRSTRAP LUMBAR SUPPORT 26 CM SIZE XS | AIRSTRAP LUMBAR SUPPORT 26 CM SIZE XS | DONJOY | CER-DJO-011C-A | 0888912DJO000002805M | 00888912450324 | 33031 | Y060308 | DONJOY® AIRSTRAP™ | 13-8579 | Support | The DonJoy Airstrap is designed to provide comfort and support of the lumbar spine. It may be suitable for the symptomatic relief of acute and chronic low back pain. Soft-good/semi-rigid designed to restrict motion through elastic or semi-rigid construction. | If you have skin disorders/injuries in the relevant part of the body, the product should be fitted and worn only after consultation with a medical professional. Do not use if you are allergic to any of the materials contained within this product.
82-0236-2 | AIRSTRAP LUMBAR SUPPORT 26 CM SIZE S | AIRSTRAP LUMBAR SUPPORT 26 CM SIZE S | DONJOY | CER-DJO-011C-A | 0888912DJO000002805M | 00888912450331 | 33031 | Y060308 | DONJOY® AIRSTRAP™ | 13-8579 | Support | The DonJoy Airstrap is designed to provide comfort and support of the lumbar spine. It may be suitable for the symptomatic relief of acute and chronic low back pain. Soft-good/semi-rigid designed to restrict motion through elastic or semi-rigid construction. | If you have skin disorders/injuries in the relevant part of the body, the product should be fitted and worn only after consultation with a medical professional. Do not use if you are allergic to any of the materials contained within this product.
82-0236-3 | AIRSTRAP LUMBAR SUPPORT 26 CM SIZE M | AIRSTRAP LUMBAR SUPPORT 26 CM SIZE M | DONJOY | CER-DJO-011C-A | 0888912DJO000002805M | 00888912450348 | 33031 | Y060308 | DONJOY® AIRSTRAP™ | 13-8579 | Support | The DonJoy Airstrap is designed to provide comfort and support of the lumbar spine. It may be suitable for the symptomatic relief of acute and chronic low back pain. Soft-good/semi-rigid designed to restrict motion through elastic or semi-rigid construction. | If you have skin disorders/injuries in the relevant part of the body, the product should be fitted and worn only after consultation with a medical professional. Do not use if you are allergic to any of the materials contained within this product.
82-0236-4 | AIRSTRAP LUMBAR SUPPORT 26 CM SIZE L | AIRSTRAP LUMBAR SUPPORT 26 CM SIZE L | DONJOY | CER-DJO-011C-A | 0888912DJO000002805M | 00888912450355 | 33031 | Y060308 | DONJOY® AIRSTRAP™ | 13-8579 | Support | The DonJoy Airstrap is designed to provide comfort and support of the lumbar spine. It may be suitable for the symptomatic relief of acute and chronic low back pain. Soft-good/semi-rigid designed to restrict motion through elastic or semi-rigid construction. | If you have skin disorders/injuries in the relevant part of the body, the product should be fitted and worn only after consultation with a medical professional. Do not use if you are allergic to any of the materials contained within this product.
82-0236-5 | AIRSTRAP LUMBAR SUPPORT 26 CM SIZE XL | AIRSTRAP LUMBAR SUPPORT 26 CM SIZE XL | DONJOY | CER-DJO-011C-A | 0888912DJO000002805M | 00888912450362 | 33031 | Y060308 | DONJOY® AIRSTRAP™ | 13-8579 | Support | The DonJoy Airstrap is designed to provide comfort and support of the lumbar spine. It may be suitable for the symptomatic relief of acute and chronic low back pain. Soft-good/semi-rigid designed to restrict motion through elastic or semi-rigid construction. | If you have skin disorders/injuries in the relevant part of the body, the product should be fitted and worn only after consultation with a medical professional. Do not use if you are allergic to any of the materials contained within this product.
82-0237-1 | CONFORSTRAP LUMBAR SUPPORT 26CM XS + BACK PELOTTE | CONFORSTRAP LUMBAR SUPPORT 26CM XS + BACK PELOTTE | DONJOY | CER-DJO-011C-A | 0888912DJO000002295M | 00190446285687 | 41442 | Y060308 | DONJOY® Conforstrap+™ | 13-00032 | Support | The DonJoy Conforstrap+ is designed to provide comfort and support of the lumbar spine. They may be suitable for the symptomatic relief of acute and chronic low back pain. The optional hot/cold pack within the support may be used to further aid symptom relief. Soft-good/semi-rigid designed to restrict motion through elastic or semi-rigid construction. | Application of cold therapy is contraindicated for patients who have previously developed cold-induced hypertension during cold treatment, who have allergy to cold or who have Raynaud's syndrome, peripheral vascular disease or sickle cell anaemia.If you have skin disorders/injuries in the relevant part of the body, the product should be fitted and worn only after consultation with a medical professional. Please do not use if you are allergic to any of the materials contained within this product.
82-0237-2 | CONFORSTRAP LUMBAR SUPPORT 26CM S+ BACK PELOTTE | CONFORSTRAP LUMBAR SUPPORT 26CM S+ BACK PELOTTE | DONJOY | CER-DJO-011C-A | 0888912DJO000002295M | 00190446285649 | 41442 | Y060308 | DONJOY® Conforstrap+™ | 13-00032 | Support | The DonJoy Conforstrap+ is designed to provide comfort and support of the lumbar spine. They may be suitable for the symptomatic relief of acute and chronic low back pain. The optional hot/cold pack within the support may be used to further aid symptom relief. Soft-good/semi-rigid designed to restrict motion through elastic or semi-rigid construction. | Application of cold therapy is contraindicated for patients who have previously developed cold-induced hypertension during cold treatment, who have allergy to cold or who have Raynaud's syndrome, peripheral vascular disease or sickle cell anaemia.If you have skin disorders/injuries in the relevant part of the body, the product should be fitted and worn only after consultation with a medical professional. Please do not use if you are allergic to any of the materials contained within this product.
82-0237-3 | CONFORSTRAP LUMBAR SUPPORT 26CM M + BACK PELOTTE | CONFORSTRAP LUMBAR SUPPORT 26CM M + BACK PELOTTE | DONJOY | CER-DJO-011C-A | 0888912DJO000002295M | 00190446285656 | 41442 | Y060308 | DONJOY® Conforstrap+™ | 13-00032 | Support | The DonJoy Conforstrap+ is designed to provide comfort and support of the lumbar spine. They may be suitable for the symptomatic relief of acute and chronic low back pain. The optional hot/cold pack within the support may be used to further aid symptom relief. Soft-good/semi-rigid designed to restrict motion through elastic or semi-rigid construction. | Application of cold therapy is contraindicated for patients who have previously developed cold-induced hypertension during cold treatment, who have allergy to cold or who have Raynaud's syndrome, peripheral vascular disease or sickle cell anaemia.If you have skin disorders/injuries in the relevant part of the body, the product should be fitted and worn only after consultation with a medical professional. Please do not use if you are allergic to any of the materials contained within this product.
82-0237-4 | CONFORSTRAP LUMBAR SUPPORT 26CM L + BACK PELOTTE | CONFORSTRAP LUMBAR SUPPORT 26CM L + BACK PELOTTE | DONJOY | CER-DJO-011C-A | 0888912DJO000002295M | 00190446285663 | 41442 | Y060308 | DONJOY® Conforstrap+™ | 13-00032 | Support | The DonJoy Conforstrap+ is designed to provide comfort and support of the lumbar spine. They may be suitable for the symptomatic relief of acute and chronic low back pain. The optional hot/cold pack within the support may be used to further aid symptom relief. Soft-good/semi-rigid designed to restrict motion through elastic or semi-rigid construction. | Application of cold therapy is contraindicated for patients who have previously developed cold-induced hypertension during cold treatment, who have allergy to cold or who have Raynaud's syndrome, peripheral vascular disease or sickle cell anaemia.If you have skin disorders/injuries in the relevant part of the body, the product should be fitted and worn only after consultation with a medical professional. Please do not use if you are allergic to any of the materials contained within this product.
82-0237-5 | CONFORSTRAP LUMBAR SUPPORT 26CM XL + BACK PELOTTE | CONFORSTRAP LUMBAR SUPPORT 26CM XL + BACK PELOTTE | DONJOY | CER-DJO-011C-A | 0888912DJO000002295M | 00190446285670 | 41442 | Y060308 | DONJOY® Conforstrap+™ | 13-00032 | Support | The DonJoy Conforstrap+ is designed to provide comfort and support of the lumbar spine. They may be suitable for the symptomatic relief of acute and chronic low back pain. The optional hot/cold pack within the support may be used to further aid symptom relief. Soft-good/semi-rigid designed to restrict motion through elastic or semi-rigid construction. | Application of cold therapy is contraindicated for patients who have previously developed cold-induced hypertension during cold treatment, who have allergy to cold or who have Raynaud's syndrome, peripheral vascular disease or sickle cell anaemia.If you have skin disorders/injuries in the relevant part of the body, the product should be fitted and worn only after consultation with a medical professional. Please do not use if you are allergic to any of the materials contained within this product.
82-0238-1 | CONFORSTRAP LUMBAR SUPPORT 21CM XS + BACK PELOTTE | CONFORSTRAP LUMBAR SUPPORT 21CM XS + BACK PELOTTE | DONJOY | CER-DJO-011C-A | 0888912DJO000002295M | 00190446287230 | 41442 | Y060308 | DONJOY® Conforstrap+™ | 13-00032 | Support | The DonJoy Conforstrap+ is designed to provide comfort and support of the lumbar spine. They may be suitable for the symptomatic relief of acute and chronic low back pain. The optional hot/cold pack within the support may be used to further aid symptom relief. Soft-good/semi-rigid designed to restrict motion through elastic or semi-rigid construction. | Application of cold therapy is contraindicated for patients who have previously developed cold-induced hypertension during cold treatment, who have allergy to cold or who have Raynaud's syndrome, peripheral vascular disease or sickle cell anaemia.If you have skin disorders/injuries in the relevant part of the body, the product should be fitted and worn only after consultation with a medical professional. Please do not use if you are allergic to any of the materials contained within this product.
82-0238-2 | CONFORSTRAP LUMBAR SUPPORT 21CM S + BACK PELOTTE | BRACING & SUPPORTS | DONJOY | CER-DJO-011C-A | 0888912DJO000002295M | 00190446287247 | 41442 | Y060308 | DONJOY® Conforstrap+™ | 13-00032 | Support | The DonJoy Conforstrap+ is designed to provide comfort and support of the lumbar spine. They may be suitable for the symptomatic relief of acute and chronic low back pain. The optional hot/cold pack within the support may be used to further aid symptom relief. Soft-good/semi-rigid designed to restrict motion through elastic or semi-rigid construction. | Application of cold therapy is contraindicated for patients who have previously developed cold-induced hypertension during cold treatment, who have allergy to cold or who have Raynaud's syndrome, peripheral vascular disease or sickle cell anaemia.If you have skin disorders/injuries in the relevant part of the body, the product should be fitted and worn only after consultation with a medical professional. Please do not use if you are allergic to any of the materials contained within this product.
82-0238-3 | CONFORSTRAP LUMBAR SUPPORT 21CM M + BACK PELOTTE | BRACING & SUPPORTS | DONJOY | CER-DJO-011C-A | 0888912DJO000002295M | 00190446287254 | 41442 | Y060308 | DONJOY® Conforstrap+™ | 13-00032 | Support | The DonJoy Conforstrap+ is designed to provide comfort and support of the lumbar spine. They may be suitable for the symptomatic relief of acute and chronic low back pain. The optional hot/cold pack within the support may be used to further aid symptom relief. Soft-good/semi-rigid designed to restrict motion through elastic or semi-rigid construction. | Application of cold therapy is contraindicated for patients who have previously developed cold-induced hypertension during cold treatment, who have allergy to cold or who have Raynaud's syndrome, peripheral vascular disease or sickle cell anaemia.If you have skin disorders/injuries in the relevant part of the body, the product should be fitted and worn only after consultation with a medical professional. Please do not use if you are allergic to any of the materials contained within this product.
82-0238-4 | CONFORSTRAP LUMBAR SUPPORT 21CM L + BACK PELOTTE | BRACING & SUPPORTS | DONJOY | CER-DJO-011C-A | 0888912DJO000002295M | 00190446287261 | 41442 | Y060308 | DONJOY® Conforstrap+™ | 13-00032 | Support | The DonJoy Conforstrap+ is designed to provide comfort and support of the lumbar spine. They may be suitable for the symptomatic relief of acute and chronic low back pain. The optional hot/cold pack within the support may be used to further aid symptom relief. Soft-good/semi-rigid designed to restrict motion through elastic or semi-rigid construction. | Application of cold therapy is contraindicated for patients who have previously developed cold-induced hypertension during cold treatment, who have allergy to cold or who have Raynaud's syndrome, peripheral vascular disease or sickle cell anaemia.If you have skin disorders/injuries in the relevant part of the body, the product should be fitted and worn only after consultation with a medical professional. Please do not use if you are allergic to any of the materials contained within this product.
82-0238-5 | CONFORSTRAP LUMBAR SUPPORT 21CM XL + BACK PELOTTE | BRACING & SUPPORTS | DONJOY | CER-DJO-011C-A | 0888912DJO000002295M | 00190446287278 | 41442 | Y060308 | DONJOY® Conforstrap+™ | 13-00032 | Support | The DonJoy Conforstrap+ is designed to provide comfort and support of the lumbar spine. They may be suitable for the symptomatic relief of acute and chronic low back pain. The optional hot/cold pack within the support may be used to further aid symptom relief. Soft-good/semi-rigid designed to restrict motion through elastic or semi-rigid construction. | Application of cold therapy is contraindicated for patients who have previously developed cold-induced hypertension during cold treatment, who have allergy to cold or who have Raynaud's syndrome, peripheral vascular disease or sickle cell anaemia.If you have skin disorders/injuries in the relevant part of the body, the product should be fitted and worn only after consultation with a medical professional. Please do not use if you are allergic to any of the materials contained within this product.
82-0243-2 | DUOSTRAP LUMBAR & ABDOMINAL SUPPORT 26CM SIZE S | DUOSTRAP LUMBAR & ABDOMINAL SUPPORT 26CM SIZE S | DONJOY | CER-DJO-011C-A | 0888912DJO0000027964 | 00888912450508 | 41442 | Y060308 | DONJOY® DUOSTRAP™ | 13-8576 | Support | The DonJoy Duostrap is designed to provide comfort and support of the lumbar spine and abdomen. It may be suitable for the symptomatic relief of acute and chronic low back pain. The brace is also indicated for those requiring abdominal support due to an abdominal hernia or muscle weakness. Soft-good/semi-rigid designed to restrict motion through elastic or semi-rigid construction. | If you have skin disorders/injuries in the relevant part of the body, the product should be fitted and worn only after consultation with a medical professional. Do not use if you are allergic to any of the materials contained within this product.
82-0243-3 | DUOSTRAP LUMBAR & ABDOMINAL SUPPORT 26CM SIZE M | DUOSTRAP LUMBAR & ABDOMINAL SUPPORT 26CM SIZE M | DONJOY | CER-DJO-011C-A | 0888912DJO0000027964 | 00888912450515 | 41442 | Y060308 | DONJOY® DUOSTRAP™ | 13-8576 | Support | The DonJoy Duostrap is designed to provide comfort and support of the lumbar spine and abdomen. It may be suitable for the symptomatic relief of acute and chronic low back pain. The brace is also indicated for those requiring abdominal support due to an abdominal hernia or muscle weakness. Soft-good/semi-rigid designed to restrict motion through elastic or semi-rigid construction. | If you have skin disorders/injuries in the relevant part of the body, the product should be fitted and worn only after consultation with a medical professional. Do not use if you are allergic to any of the materials contained within this product.
82-0243-4 | DUOSTRAP LUMBAR & ABDOMINAL SUPPORT 26CM SIZE L | DUOSTRAP LUMBAR & ABDOMINAL SUPPORT 26CM SIZE L | DONJOY | CER-DJO-011C-A | 0888912DJO0000027964 | 00888912450522 | 41442 | Y060308 | DONJOY® DUOSTRAP™ | 13-8576 | Support | The DonJoy Duostrap is designed to provide comfort and support of the lumbar spine and abdomen. It may be suitable for the symptomatic relief of acute and chronic low back pain. The brace is also indicated for those requiring abdominal support due to an abdominal hernia or muscle weakness. Soft-good/semi-rigid designed to restrict motion through elastic or semi-rigid construction. | If you have skin disorders/injuries in the relevant part of the body, the product should be fitted and worn only after consultation with a medical professional. Do not use if you are allergic to any of the materials contained within this product.
82-0243-5 | DUOSTRAP LUMBAR & ABDOMINAL SUPPORT 26CM SIZE XL | DUOSTRAP LUMBAR & ABDOMINAL SUPPORT 26CM SIZE XL | DONJOY | CER-DJO-011C-A | 0888912DJO0000027964 | 00888912450539 | 41442 | Y060308 | DONJOY® DUOSTRAP™ | 13-8576 | Support | The DonJoy Duostrap is designed to provide comfort and support of the lumbar spine and abdomen. It may be suitable for the symptomatic relief of acute and chronic low back pain. The brace is also indicated for those requiring abdominal support due to an abdominal hernia or muscle weakness. Soft-good/semi-rigid designed to restrict motion through elastic or semi-rigid construction. | If you have skin disorders/injuries in the relevant part of the body, the product should be fitted and worn only after consultation with a medical professional. Do not use if you are allergic to any of the materials contained within this product.
82-0243-6 | DUOSTRAP LUMBAR & ABDOMINAL SUPPORT 26CM SIZE XXL | DUOSTRAP LUMBAR & ABDOMINAL SUPPORT 26CM SIZE XXL | DONJOY | CER-DJO-011C-A | 0888912DJO0000027964 | 00888912450546 | 41442 | Y060308 | DONJOY® DUOSTRAP™ | 13-8576 | Support | The DonJoy Duostrap is designed to provide comfort and support of the lumbar spine and abdomen. It may be suitable for the symptomatic relief of acute and chronic low back pain. The brace is also indicated for those requiring abdominal support due to an abdominal hernia or muscle weakness. Soft-good/semi-rigid designed to restrict motion through elastic or semi-rigid construction. | If you have skin disorders/injuries in the relevant part of the body, the product should be fitted and worn only after consultation with a medical professional. Do not use if you are allergic to any of the materials contained within this product.
82-0244 | MATERNITY BELT MYBABYSTRAP DONJOY - H. 23 CM | MATERNITY BELT MYBABYSTRAP DONJOY - H. 23 CM | DONJOY | CER-DJO-011C-A | 0888912DJO000002835T | 00888912450553 | 33031 | Y060309 | DONJOY® MYBABYSTRAP™ | 13-8594 | Support | The DonJoy Mybabystrap is designed to provide support to the lumbar spine and abdominal area during pregnancy. It may be suitable for the symptomatic relief of lumbar pain and discomfort due to stretching and expansion of the abdomen. Overall, it provides support and comfort to the lower back and abdomen. Soft-good/semi-rigid designed to restrict motion through elastic or semi-rigid construction. | If you have skin disorders/injuries in the relevant part of the body, the product should be fitted and worn only after consultation with a medical professional. Do not use if you are allergic to any of the materials contained within this product.
82-0245 | MATERNITY BELT MYBABYSTRAP EVOLUTION DONJOY- H. 23 CM | MATERNITY BELT MYBABYSTRAP EVOLUTION DONJOY- H. 23 CM | DONJOY | CER-DJO-011C-A | 0888912DJO000002845V | 00888912450560 | 33031 | Y060309 | DONJOY® MYBABYSTRAP™ | 13-8596 | Support | The DonJoy Mybabystrap Evolution is designed to provide support to the lumbar spine and abdominal area during pregnancy. It may be suitable for the symptomatic relief of lumbar pain and discomfort due to stretching and expansion of the abdomen. Overall, it provides support and comfort to the lower back and abdomen. Soft-good/semi-rigid designed to restrict motion through elastic or semi-rigid construction. | If you have skin disorders/injuries in the relevant part of the body, the product should be fitted and worn only after consultation with a medical professional. Do not use if you are allergic to any of the materials contained within this product.
82-0246 | Hypogastric strap going as accessory with Abdostrap | Hypogastric strap going as accessory with Abdostrap | DONJOY | CER-DJO-011C-A | 0888912DJO0000028865 | 00888912450577 | 47217 | Y060380 | Softgoods Accessories | Accessory | Accessory | Accessory | NA
82-0256-1 | ABDOSTRAP II ABDOMINAL SUPPORT 18CM SIZE S | ABDOSTRAP II ABDOMINAL SUPPORT 18CM SIZE S | DONJOY | CER-DJO-011C-A | 0888912DJO0000027862 | 00888912450980 | 47217 | Y060403 | DONJOY® ABDOSTRAP™ II | 13-8574 | Support | The DonJoy Abdostrap II is designed to provide comfort and support to the abdomen. It may be suitable for strains or muscle weakness of the abdominal area and for post-operative abdominal surgery. Soft-good/semi-rigid designed to restrict motion through elastic or semi-rigid construction. | If you have skin disorders/injuries in the relevant part of the body, the product should be fitted and worn only after consultation with a medical professional. Do not use if you are allergic to any of the materials contained within this product.
82-0256-2 | ABDOSTRAP II ABDOMINAL SUPPORT 18CM SIZE M | ABDOSTRAP II ABDOMINAL SUPPORT 18CM SIZE M | DONJOY | CER-DJO-011C-A | 0888912DJO0000027862 | 00888912450997 | 47217 | Y060403 | DONJOY® ABDOSTRAP™ II | 13-8574 | Support | The DonJoy Abdostrap II is designed to provide comfort and support to the abdomen. It may be suitable for strains or muscle weakness of the abdominal area and for post-operative abdominal surgery. Soft-good/semi-rigid designed to restrict motion through elastic or semi-rigid construction. | If you have skin disorders/injuries in the relevant part of the body, the product should be fitted and worn only after consultation with a medical professional. Do not use if you are allergic to any of the materials contained within this product.
82-0256-3 | ABDOSTRAP II ABDOMINAL SUPPORT 18CM SIZE L | BRACING & SUPPORTS | DONJOY | CER-DJO-011C-A | 0888912DJO0000027862 | 00888912451000 | 47217 | Y060403 | DONJOY® ABDOSTRAP™ II | 13-8574 | Support | The DonJoy Abdostrap II is designed to provide comfort and support to the abdomen. It may be suitable for strains or muscle weakness of the abdominal area and for post-operative abdominal surgery. Soft-good/semi-rigid designed to restrict motion through elastic or semi-rigid construction. | If you have skin disorders/injuries in the relevant part of the body, the product should be fitted and worn only after consultation with a medical professional. Do not use if you are allergic to any of the materials contained within this product.
82-0256-4 | ABDOSTRAP II ABDOMINAL SUPPORT 18CM SIZE XL | BRACING & SUPPORTS | DONJOY | CER-DJO-011C-A | 0888912DJO0000027862 | 00888912451017 | 47217 | Y060403 | DONJOY® ABDOSTRAP™ II | 13-8574 | Support | The DonJoy Abdostrap II is designed to provide comfort and support to the abdomen. It may be suitable for strains or muscle weakness of the abdominal area and for post-operative abdominal surgery. Soft-good/semi-rigid designed to restrict motion through elastic or semi-rigid construction. | If you have skin disorders/injuries in the relevant part of the body, the product should be fitted and worn only after consultation with a medical professional. Do not use if you are allergic to any of the materials contained within this product.
82-0256-5 | ABDOSTRAP II ABDOMINAL SUPPORT 18CM SIZE XXL | BRACING & SUPPORTS | DONJOY | CER-DJO-011C-A | 0888912DJO0000027862 | 00888912451024 | 47217 | Y060403 | DONJOY® ABDOSTRAP™ II | 13-8574 | Support | The DonJoy Abdostrap II is designed to provide comfort and support to the abdomen. It may be suitable for strains or muscle weakness of the abdominal area and for post-operative abdominal surgery. Soft-good/semi-rigid designed to restrict motion through elastic or semi-rigid construction. | If you have skin disorders/injuries in the relevant part of the body, the product should be fitted and worn only after consultation with a medical professional. Do not use if you are allergic to any of the materials contained within this product.
82-0257-1 | ABDOSTRAP II ABDOMINAL SUPPORT 25CM SIZE S | BRACING & SUPPORTS | DONJOY | CER-DJO-011C-A | 0888912DJO0000027862 | 00888912451031 | 47217 | Y060403 | DONJOY® ABDOSTRAP™ II | 13-8574 | Support | The DonJoy Abdostrap II is designed to provide comfort and support to the abdomen. It may be suitable for strains or muscle weakness of the abdominal area and for post-operative abdominal surgery. Soft-good/semi-rigid designed to restrict motion through elastic or semi-rigid construction. | If you have skin disorders/injuries in the relevant part of the body, the product should be fitted and worn only after consultation with a medical professional. Do not use if you are allergic to any of the materials contained within this product.
82-0257-2 | ABDOSTRAP II ABDOMINAL SUPPORT 25CM SIZE M | BRACING & SUPPORTS | DONJOY | CER-DJO-011C-A | 0888912DJO0000027862 | 00888912451048 | 47217 | Y060403 | DONJOY® ABDOSTRAP™ II | 13-8574 | Support | The DonJoy Abdostrap II is designed to provide comfort and support to the abdomen. It may be suitable for strains or muscle weakness of the abdominal area and for post-operative abdominal surgery. Soft-good/semi-rigid designed to restrict motion through elastic or semi-rigid construction. | If you have skin disorders/injuries in the relevant part of the body, the product should be fitted and worn only after consultation with a medical professional. Do not use if you are allergic to any of the materials contained within this product.
82-0257-3 | ABDOSTRAP II ABDOMINAL SUPPORT 25CM SIZE L | BRACING & SUPPORTS | DONJOY | CER-DJO-011C-A | 0888912DJO0000027862 | 00888912451055 | 47217 | Y060403 | DONJOY® ABDOSTRAP™ II | 13-8574 | Support | The DonJoy Abdostrap II is designed to provide comfort and support to the abdomen. It may be suitable for strains or muscle weakness of the abdominal area and for post-operative abdominal surgery. Soft-good/semi-rigid designed to restrict motion through elastic or semi-rigid construction. | If you have skin disorders/injuries in the relevant part of the body, the product should be fitted and worn only after consultation with a medical professional. Do not use if you are allergic to any of the materials contained within this product.
82-0257-4 | ABDOSTRAP II ABDOMINAL SUPPORT 25CM SIZE XL | BRACING & SUPPORTS | DONJOY | CER-DJO-011C-A | 0888912DJO0000027862 | 00888912451062 | 47217 | Y060403 | DONJOY® ABDOSTRAP™ II | 13-8574 | Support | The DonJoy Abdostrap II is designed to provide comfort and support to the abdomen. It may be suitable for strains or muscle weakness of the abdominal area and for post-operative abdominal surgery. Soft-good/semi-rigid designed to restrict motion through elastic or semi-rigid construction. | If you have skin disorders/injuries in the relevant part of the body, the product should be fitted and worn only after consultation with a medical professional. Do not use if you are allergic to any of the materials contained within this product.
82-0257-5 | ABDOSTRAP II ABDOMINAL SUPPORT 25CM SIZE XXL | BRACING & SUPPORTS | DONJOY | CER-DJO-011C-A | 0888912DJO0000027862 | 00888912451079 | 47217 | Y060403 | DONJOY® ABDOSTRAP™ II | 13-8574 | Support | The DonJoy Abdostrap II is designed to provide comfort and support to the abdomen. It may be suitable for strains or muscle weakness of the abdominal area and for post-operative abdominal surgery. Soft-good/semi-rigid designed to restrict motion through elastic or semi-rigid construction. | If you have skin disorders/injuries in the relevant part of the body, the product should be fitted and worn only after consultation with a medical professional. Do not use if you are allergic to any of the materials contained within this product.
82-0258-1 | ABDOSTRAP II ABDOMINAL SUPPORT 32CM SIZE S | BRACING & SUPPORTS | DONJOY | CER-DJO-011C-A | 0888912DJO0000027862 | 00888912451086 | 47217 | Y060403 | DONJOY® ABDOSTRAP™ II | 13-8574 | Support | The DonJoy Abdostrap II is designed to provide comfort and support to the abdomen. It may be suitable for strains or muscle weakness of the abdominal area and for post-operative abdominal surgery. Soft-good/semi-rigid designed to restrict motion through elastic or semi-rigid construction. | If you have skin disorders/injuries in the relevant part of the body, the product should be fitted and worn only after consultation with a medical professional. Do not use if you are allergic to any of the materials contained within this product.
82-0258-2 | ABDOSTRAP II ABDOMINAL SUPPORT 32CM SIZE M | BRACING & SUPPORTS | DONJOY | CER-DJO-011C-A | 0888912DJO0000027862 | 00888912451093 | 47217 | Y060403 | DONJOY® ABDOSTRAP™ II | 13-8574 | Support | The DonJoy Abdostrap II is designed to provide comfort and support to the abdomen. It may be suitable for strains or muscle weakness of the abdominal area and for post-operative abdominal surgery. Soft-good/semi-rigid designed to restrict motion through elastic or semi-rigid construction. | If you have skin disorders/injuries in the relevant part of the body, the product should be fitted and worn only after consultation with a medical professional. Do not use if you are allergic to any of the materials contained within this product.
82-0258-3 | ABDOSTRAP II ABDOMINAL SUPPORT 32CM SIZE L | BRACING & SUPPORTS | DONJOY | CER-DJO-011C-A | 0888912DJO0000027862 | 00888912451109 | 47217 | Y060403 | DONJOY® ABDOSTRAP™ II | 13-8574 | Support | The DonJoy Abdostrap II is designed to provide comfort and support to the abdomen. It may be suitable for strains or muscle weakness of the abdominal area and for post-operative abdominal surgery. Soft-good/semi-rigid designed to restrict motion through elastic or semi-rigid construction. | If you have skin disorders/injuries in the relevant part of the body, the product should be fitted and worn only after consultation with a medical professional. Do not use if you are allergic to any of the materials contained within this product.
82-0258-4 | ABDOSTRAP II ABDOMINAL SUPPORT 32CM SIZE XL | BRACING & SUPPORTS | DONJOY | CER-DJO-011C-A | 0888912DJO0000027862 | 00888912451116 | 47217 | Y060403 | DONJOY® ABDOSTRAP™ II | 13-8574 | Support | The DonJoy Abdostrap II is designed to provide comfort and support to the abdomen. It may be suitable for strains or muscle weakness of the abdominal area and for post-operative abdominal surgery. Soft-good/semi-rigid designed to restrict motion through elastic or semi-rigid construction. | If you have skin disorders/injuries in the relevant part of the body, the product should be fitted and worn only after consultation with a medical professional. Do not use if you are allergic to any of the materials contained within this product.
82-0258-5 | ABDOSTRAP II ABDOMINAL SUPPORT 32CM SIZE XXL | BRACING & SUPPORTS | DONJOY | CER-DJO-011C-A | 0888912DJO0000027862 | 00888912451123 | 47217 | Y060403 | DONJOY® ABDOSTRAP™ II | 13-8574 | Support | The DonJoy Abdostrap II is designed to provide comfort and support to the abdomen. It may be suitable for strains or muscle weakness of the abdominal area and for post-operative abdominal surgery. Soft-good/semi-rigid designed to restrict motion through elastic or semi-rigid construction. | If you have skin disorders/injuries in the relevant part of the body, the product should be fitted and worn only after consultation with a medical professional. Do not use if you are allergic to any of the materials contained within this product.
82-0260-1 | BODYSTRAP LUMBAR SUPPORT 26CM SIZE XS | BRACING & SUPPORTS | DONJOY | CER-DJO-011C-A | 0888912DJO000002285K | 00190446135890 | 41442 | Y060308 | DONJOY® Bodystrap™ 26 | 13-00022 | Support | The DonJoy Bodystrap 26 is designed to provide comfort and support of the lumbar spine. It may be suitable for the symptomatic relief of acute and chronic low back pain. Soft-good/semi-rigid designed to restrict motion through elastic or semi-rigid construction. | If you have skin disorders/injuries in the relevant part of the body, the product should be fitted and worn only after consultation with a medical professional. Do not use if you are allergic to any of the materials contained within this product.
82-0260-2 | BODYSTRAP LUMBAR SUPPORT 26CM SIZE S | BRACING & SUPPORTS | DONJOY | CER-DJO-011C-A | 0888912DJO000002285K | 00190446135906 | 41442 | Y060308 | DONJOY® Bodystrap™ 26 | 13-00022 | Support | The DonJoy Bodystrap 26 is designed to provide comfort and support of the lumbar spine. It may be suitable for the symptomatic relief of acute and chronic low back pain. Soft-good/semi-rigid designed to restrict motion through elastic or semi-rigid construction. | If you have skin disorders/injuries in the relevant part of the body, the product should be fitted and worn only after consultation with a medical professional. Do not use if you are allergic to any of the materials contained within this product.
82-0260-3 | BODYSTRAP LUMBAR SUPPORT 26CM SIZE M | BRACING & SUPPORTS | DONJOY | CER-DJO-011C-A | 0888912DJO000002285K | 00190446135913 | 41442 | Y060308 | DONJOY® Bodystrap™ 26 | 13-00022 | Support | The DonJoy Bodystrap 26 is designed to provide comfort and support of the lumbar spine. It may be suitable for the symptomatic relief of acute and chronic low back pain. Soft-good/semi-rigid designed to restrict motion through elastic or semi-rigid construction. | If you have skin disorders/injuries in the relevant part of the body, the product should be fitted and worn only after consultation with a medical professional. Do not use if you are allergic to any of the materials contained within this product.
82-0260-4 | BODYSTRAP LUMBAR SUPPORT 26CM SIZE L | BRACING & SUPPORTS | DONJOY | CER-DJO-011C-A | 0888912DJO000002285K | 00190446135920 | 41442 | Y060308 | DONJOY® Bodystrap™ 26 | 13-00022 | Support | The DonJoy Bodystrap 26 is designed to provide comfort and support of the lumbar spine. It may be suitable for the symptomatic relief of acute and chronic low back pain. Soft-good/semi-rigid designed to restrict motion through elastic or semi-rigid construction. | If you have skin disorders/injuries in the relevant part of the body, the product should be fitted and worn only after consultation with a medical professional. Do not use if you are allergic to any of the materials contained within this product.
82-0260-5 | BODYSTRAP LUMBAR SUPPORT 26CM SIZE XL | BRACING & SUPPORTS | DONJOY | CER-DJO-011C-A | 0888912DJO000002285K | 00190446135937 | 41442 | Y060308 | DONJOY® Bodystrap™ 26 | 13-00022 | Support | The DonJoy Bodystrap 26 is designed to provide comfort and support of the lumbar spine. It may be suitable for the symptomatic relief of acute and chronic low back pain. Soft-good/semi-rigid designed to restrict motion through elastic or semi-rigid construction. | If you have skin disorders/injuries in the relevant part of the body, the product should be fitted and worn only after consultation with a medical professional. Do not use if you are allergic to any of the materials contained within this product.
82-0277-0 | DONJOY C2+ H7.5CM SIZE 0 | BRACING & SUPPORTS | Donjoy | CER-DJO-011C-A | 0888912DJO000002325A | 00190446667537 | 41039 | Y060312 | DONJOY® DONJOY C2+™ | 13-00281 | Immobilization | The cervical collar DonJoy C2+™ is designed to stabilise and relieve the cervical spine and may be suitable for the symptomatic relief of pain and stiffness in the cervical spine area associated with conditions such as strains, sprains, stiff neck and whiplash injuries. Soft-good/semi-rigid designed to restrict motion through elastic or semi-rigid construction. Providing immobilization or controlled movement of the limb or body segment | If you have skin disorders/injuries in the relevant part of the body, the product should be fitted and worn only after consultation with a medical professional. Any known allergies to the medical devie materials.
82-0277-1 | DONJOY C2+ H7.5CM SIZE 1 | BRACING & SUPPORTS | Donjoy | CER-DJO-011C-A | 0888912DJO000002325A | 00190446682141 | 41039 | Y060312 | DONJOY® DONJOY C2+™ | 13-00281 | Immobilization | The cervical collar DonJoy C2+™ is designed to stabilise and relieve the cervical spine and may be suitable for the symptomatic relief of pain and stiffness in the cervical spine area associated with conditions such as strains, sprains, stiff neck and whiplash injuries. Soft-good/semi-rigid designed to restrict motion through elastic or semi-rigid construction. Providing immobilization or controlled movement of the limb or body segment | If you have skin disorders/injuries in the relevant part of the body, the product should be fitted and worn only after consultation with a medical professional. Any known allergies to the medical devie materials.
82-0277-2 | DONJOY C2+ H7.5CM SIZE 2 | BRACING & SUPPORTS | Donjoy | CER-DJO-011C-A | 0888912DJO000002325A | 00190446682158 | 41039 | Y060312 | DONJOY® DONJOY C2+™ | 13-00281 | Immobilization | The cervical collar DonJoy C2+™ is designed to stabilise and relieve the cervical spine and may be suitable for the symptomatic relief of pain and stiffness in the cervical spine area associated with conditions such as strains, sprains, stiff neck and whiplash injuries. Soft-good/semi-rigid designed to restrict motion through elastic or semi-rigid construction. Providing immobilization or controlled movement of the limb or body segment | If you have skin disorders/injuries in the relevant part of the body, the product should be fitted and worn only after consultation with a medical professional. Any known allergies to the medical devie materials.
82-0277-3 | DONJOY C2+ H7.5CM SIZE 3 | BRACING & SUPPORTS | Donjoy | CER-DJO-011C-A | 0888912DJO000002325A | 00190446682165 | 41039 | Y060312 | DONJOY® DONJOY C2+™ | 13-00281 | Immobilization | The cervical collar DonJoy C2+™ is designed to stabilise and relieve the cervical spine and may be suitable for the symptomatic relief of pain and stiffness in the cervical spine area associated with conditions such as strains, sprains, stiff neck and whiplash injuries. Soft-good/semi-rigid designed to restrict motion through elastic or semi-rigid construction. Providing immobilization or controlled movement of the limb or body segment | If you have skin disorders/injuries in the relevant part of the body, the product should be fitted and worn only after consultation with a medical professional. Any known allergies to the medical devie materials.
82-0277-4 | DONJOY C2+ H7.5CM SIZE 4 | BRACING & SUPPORTS | Donjoy | CER-DJO-011C-A | 0888912DJO000002325A | 00190446682172 | 41039 | Y060312 | DONJOY® DONJOY C2+™ | 13-00281 | Immobilization | The cervical collar DonJoy C2+™ is designed to stabilise and relieve the cervical spine and may be suitable for the symptomatic relief of pain and stiffness in the cervical spine area associated with conditions such as strains, sprains, stiff neck and whiplash injuries. Soft-good/semi-rigid designed to restrict motion through elastic or semi-rigid construction. Providing immobilization or controlled movement of the limb or body segment | If you have skin disorders/injuries in the relevant part of the body, the product should be fitted and worn only after consultation with a medical professional. Any known allergies to the medical devie materials.
82-0277-5 | DONJOY C2+ H7.5CM SIZE 5 | BRACING & SUPPORTS | Donjoy | CER-DJO-011C-A | 0888912DJO000002325A | 00190446682189 | 41039 | Y060312 | DONJOY® DONJOY C2+™ | 13-00281 | Immobilization | The cervical collar DonJoy C2+™ is designed to stabilise and relieve the cervical spine and may be suitable for the symptomatic relief of pain and stiffness in the cervical spine area associated with conditions such as strains, sprains, stiff neck and whiplash injuries. Soft-good/semi-rigid designed to restrict motion through elastic or semi-rigid construction. Providing immobilization or controlled movement of the limb or body segment | If you have skin disorders/injuries in the relevant part of the body, the product should be fitted and worn only after consultation with a medical professional. Any known allergies to the medical devie materials.
82-0277-P | DONJOY C2+ H6CM SIZE PEDIATRIC | BRACING & SUPPORTS | Donjoy | CER-DJO-011C-A | 0888912DJO000002325A | 00190446667612 | 41039 | Y060312 | DONJOY® DONJOY C2+™ | 13-00281 | Immobilization | The cervical collar DonJoy C2+™ is designed to stabilise and relieve the cervical spine and may be suitable for the symptomatic relief of pain and stiffness in the cervical spine area associated with conditions such as strains, sprains, stiff neck and whiplash injuries. Soft-good/semi-rigid designed to restrict motion through elastic or semi-rigid construction. Providing immobilization or controlled movement of the limb or body segment | If you have skin disorders/injuries in the relevant part of the body, the product should be fitted and worn only after consultation with a medical professional. Any known allergies to the medical devie materials.
82-0278 -2 | DONJOY C2+ H9.5CM SIZE 2 | BRACING & SUPPORTS | Donjoy | CER-DJO-011C-A | 0888912DJO000002325A | 00190446667605 | 41039 | Y060312 | DONJOY® DONJOY C2+™ | 13-00281 | Immobilization | The cervical collar DonJoy C2+™ is designed to stabilise and relieve the cervical spine and may be suitable for the symptomatic relief of pain and stiffness in the cervical spine area associated with conditions such as strains, sprains, stiff neck and whiplash injuries. Soft-good/semi-rigid designed to restrict motion through elastic or semi-rigid construction. Providing immobilization or controlled movement of the limb or body segment | If you have skin disorders/injuries in the relevant part of the body, the product should be fitted and worn only after consultation with a medical professional. Any known allergies to the medical devie materials.
82-0278-0 | DONJOY C2+ H9.5CM SIZE 0 | BRACING & SUPPORTS | Donjoy | CER-DJO-011C-A | 0888912DJO000002325A | 00190446682196 | 41039 | Y060312 | DONJOY® DONJOY C2+™ | 13-00281 | Immobilization | The cervical collar DonJoy C2+™ is designed to stabilise and relieve the cervical spine and may be suitable for the symptomatic relief of pain and stiffness in the cervical spine area associated with conditions such as strains, sprains, stiff neck and whiplash injuries. Soft-good/semi-rigid designed to restrict motion through elastic or semi-rigid construction. Providing immobilization or controlled movement of the limb or body segment | If you have skin disorders/injuries in the relevant part of the body, the product should be fitted and worn only after consultation with a medical professional. Any known allergies to the medical devie materials.
82-0278-1 | DONJOY C2+ H9.5CM SIZE 1 | BRACING & SUPPORTS | Donjoy | CER-DJO-011C-A | 0888912DJO000002325A | 00190446682202 | 41039 | Y060312 | DONJOY® DONJOY C2+™ | 13-00281 | Immobilization | The cervical collar DonJoy C2+™ is designed to stabilise and relieve the cervical spine and may be suitable for the symptomatic relief of pain and stiffness in the cervical spine area associated with conditions such as strains, sprains, stiff neck and whiplash injuries. Soft-good/semi-rigid designed to restrict motion through elastic or semi-rigid construction. Providing immobilization or controlled movement of the limb or body segment | If you have skin disorders/injuries in the relevant part of the body, the product should be fitted and worn only after consultation with a medical professional. Any known allergies to the medical devie materials.
82-0278-3 | DONJOY C2+ H9.5CM SIZE 3 | BRACING & SUPPORTS | Donjoy | CER-DJO-011C-A | 0888912DJO000002325A | 00190446682219 | 41039 | Y060312 | DONJOY® DONJOY C2+™ | 13-00281 | Immobilization | The cervical collar DonJoy C2+™ is designed to stabilise and relieve the cervical spine and may be suitable for the symptomatic relief of pain and stiffness in the cervical spine area associated with conditions such as strains, sprains, stiff neck and whiplash injuries. Soft-good/semi-rigid designed to restrict motion through elastic or semi-rigid construction. Providing immobilization or controlled movement of the limb or body segment | If you have skin disorders/injuries in the relevant part of the body, the product should be fitted and worn only after consultation with a medical professional. Any known allergies to the medical devie materials.
82-0278-4 | DONJOY C2+ H9.5CM SIZE 4 | BRACING & SUPPORTS | Donjoy | CER-DJO-011C-A | 0888912DJO000002325A | 00190446682257 | 41039 | Y060312 | DONJOY® DONJOY C2+™ | 13-00281 | Immobilization | The cervical collar DonJoy C2+™ is designed to stabilise and relieve the cervical spine and may be suitable for the symptomatic relief of pain and stiffness in the cervical spine area associated with conditions such as strains, sprains, stiff neck and whiplash injuries. Soft-good/semi-rigid designed to restrict motion through elastic or semi-rigid construction. Providing immobilization or controlled movement of the limb or body segment | If you have skin disorders/injuries in the relevant part of the body, the product should be fitted and worn only after consultation with a medical professional. Any known allergies to the medical devie materials.
82-0278-5 | DONJOY C2+ H9.5CM SIZE 5 | BRACING & SUPPORTS | Donjoy | CER-DJO-011C-A | 0888912DJO000002325A | 00190446682332 | 41039 | Y060312 | DONJOY® DONJOY C2+™ | 13-00281 | Immobilization | The cervical collar DonJoy C2+™ is designed to stabilise and relieve the cervical spine and may be suitable for the symptomatic relief of pain and stiffness in the cervical spine area associated with conditions such as strains, sprains, stiff neck and whiplash injuries. Soft-good/semi-rigid designed to restrict motion through elastic or semi-rigid construction. Providing immobilization or controlled movement of the limb or body segment | If you have skin disorders/injuries in the relevant part of the body, the product should be fitted and worn only after consultation with a medical professional. Any known allergies to the medical devie materials.
83-0004-L | Sp15 Compex Bionic Back Wrap, Black/Black, Large | BRACING & SUPPORTS | COMPEX | CER-DJO-011C-A | 0888912DJO0000028763 | 00888912651059 | 33031 | Y060308 | COMPEX BIONIC BACK | 13-9995-4 | Support | The Compex Bionic Back Wrap is designed to provide comfort and support of the lumbar spine. It may be suitable for the symptomatic relief of acute and chronic low back pain. Soft-good/semi-rigid designed to restrict motion through elastic or semi-rigid construction. | If you have skin disorders/injuries in the relevant part of the body, the product should be fitted and worn only after consultation with a medical professional.
83-0004-M | Sp15 Compex Bionic Back Wrap, Black/Black, Medium | BRACING & SUPPORTS | COMPEX | CER-DJO-011C-A | 0888912DJO0000028763 | 00888912651066 | 33031 | Y060308 | COMPEX BIONIC BACK | 13-9995-4 | Support | The Compex Bionic Back Wrap is designed to provide comfort and support of the lumbar spine. It may be suitable for the symptomatic relief of acute and chronic low back pain. Soft-good/semi-rigid designed to restrict motion through elastic or semi-rigid construction. | If you have skin disorders/injuries in the relevant part of the body, the product should be fitted and worn only after consultation with a medical professional.
83-0004-S | Sp15 Compex Bionic Back Wrap, Black/Black, Small | BRACING & SUPPORTS | COMPEX | CER-DJO-011C-A | 0888912DJO0000028763 | 00888912651073 | 33031 | Y060308 | COMPEX BIONIC BACK | 13-9995-4 | Support | The Compex Bionic Back Wrap is designed to provide comfort and support of the lumbar spine. It may be suitable for the symptomatic relief of acute and chronic low back pain. Soft-good/semi-rigid designed to restrict motion through elastic or semi-rigid construction. | If you have skin disorders/injuries in the relevant part of the body, the product should be fitted and worn only after consultation with a medical professional.
83-0004-XL | Sp15 Compex Bionic Back Wrap, Black/Black, Ex-Large | BRACING & SUPPORTS | COMPEX | CER-DJO-011C-A | 0888912DJO0000028763 | 00888912651080 | 33031 | Y060308 | COMPEX BIONIC BACK | 13-9995-4 | Support | The Compex Bionic Back Wrap is designed to provide comfort and support of the lumbar spine. It may be suitable for the symptomatic relief of acute and chronic low back pain. Soft-good/semi-rigid designed to restrict motion through elastic or semi-rigid construction. | If you have skin disorders/injuries in the relevant part of the body, the product should be fitted and worn only after consultation with a medical professional.
83-0004-XS | Sp15 Compex Bionic Back Wrap, Black/Black, Ex-Small | BRACING & SUPPORTS | COMPEX | CER-DJO-011C-A | 0888912DJO0000028763 | 00190446142805 | 33031 | Y060308 | COMPEX BIONIC BACK | 13-9995-4 | Support | The Compex Bionic Back Wrap is designed to provide comfort and support of the lumbar spine. It may be suitable for the symptomatic relief of acute and chronic low back pain. Soft-good/semi-rigid designed to restrict motion through elastic or semi-rigid construction. | If you have skin disorders/injuries in the relevant part of the body, the product should be fitted and worn only after consultation with a medical professional.
CC10G0AB | C1 ANATOMICAL COLLAR SIZE 0 H-9.5CM NAVY BLUE | BRACING & SUPPORTS | DONJOY | CER-DJO-011C-B | 0888912DJO000002655R | 00888912521949 | 41039 | Y060312 | DONJOY® COLLIER ANATOMIQUE C1 | 13-6446 | Support | The cervical collar DonJoy C1 is designed to help support the cervical spine in a neutral position. May be suitable for the symptomatic relief of pain and stiffness associated with cervical sprains and strains and in post-operative rehabilitation. Soft-good designed to restrict motion through elastic construction. | If you have skin disorders/injuries in the relevant part of the body, the product should be fitted and worn only after consultation with a medical professional. Do not use if you are allergic to any of the materials contained within this product.
CC10G1AB | C1 ANATOMICAL COLLAR SIZE 1 H-9.5CM NAVY BLUE | BRACING & SUPPORTS | DONJOY | CER-DJO-011C-B | 0888912DJO000002655R | 00888912521963 | 41039 | Y060312 | DONJOY® COLLIER ANATOMIQUE C1 | 13-6446 | Support | The cervical collar DonJoy C1 is designed to help support the cervical spine in a neutral position. May be suitable for the symptomatic relief of pain and stiffness associated with cervical sprains and strains and in post-operative rehabilitation. Soft-good designed to restrict motion through elastic construction. | If you have skin disorders/injuries in the relevant part of the body, the product should be fitted and worn only after consultation with a medical professional. Do not use if you are allergic to any of the materials contained within this product.
CC10G2AB | C1 ANATOMICAL COLLAR SIZE 2 H-9.5CM NAVY BLUE | BRACING & SUPPORTS | DONJOY | CER-DJO-011C-B | 0888912DJO000002655R | 00888912521987 | 41039 | Y060312 | DONJOY® COLLIER ANATOMIQUE C1 | 13-6446 | Support | The cervical collar DonJoy C1 is designed to help support the cervical spine in a neutral position. May be suitable for the symptomatic relief of pain and stiffness associated with cervical sprains and strains and in post-operative rehabilitation. Soft-good designed to restrict motion through elastic construction. | If you have skin disorders/injuries in the relevant part of the body, the product should be fitted and worn only after consultation with a medical professional. Do not use if you are allergic to any of the materials contained within this product.
CC10G3AB | C1 ANATOMICAL COLLAR SIZE 3 H-9.5CM NAVY BLUE | BRACING & SUPPORTS | DONJOY | CER-DJO-011C-B | 0888912DJO000002655R | 00888912522007 | 41039 | Y060312 | DONJOY® COLLIER ANATOMIQUE C1 | 13-6446 | Support | The cervical collar DonJoy C1 is designed to help support the cervical spine in a neutral position. May be suitable for the symptomatic relief of pain and stiffness associated with cervical sprains and strains and in post-operative rehabilitation. Soft-good designed to restrict motion through elastic construction. | If you have skin disorders/injuries in the relevant part of the body, the product should be fitted and worn only after consultation with a medical professional. Do not use if you are allergic to any of the materials contained within this product.
CC10G4AB | C1 ANATOMICAL COLLAR SIZE 4 H-9.5CM NAVY BLUE | BRACING & SUPPORTS | DONJOY | CER-DJO-011C-B | 0888912DJO000002655R | 00888912522021 | 41039 | Y060312 | DONJOY® COLLIER ANATOMIQUE C1 | 13-6446 | Support | The cervical collar DonJoy C1 is designed to help support the cervical spine in a neutral position. May be suitable for the symptomatic relief of pain and stiffness associated with cervical sprains and strains and in post-operative rehabilitation. Soft-good designed to restrict motion through elastic construction. | If you have skin disorders/injuries in the relevant part of the body, the product should be fitted and worn only after consultation with a medical professional. Do not use if you are allergic to any of the materials contained within this product.
CC10G5AB | C1 ANATOMICAL COLLAR SIZE 5 H-9.5CM NAVY BLUE | BRACING & SUPPORTS | DONJOY | CER-DJO-011C-B | 0888912DJO000002655R | 00888912522045 | 41039 | Y060312 | DONJOY® COLLIER ANATOMIQUE C1 | 13-6446 | Support | The cervical collar DonJoy C1 is designed to help support the cervical spine in a neutral position. May be suitable for the symptomatic relief of pain and stiffness associated with cervical sprains and strains and in post-operative rehabilitation. Soft-good designed to restrict motion through elastic construction. | If you have skin disorders/injuries in the relevant part of the body, the product should be fitted and worn only after consultation with a medical professional. Do not use if you are allergic to any of the materials contained within this product.
CC10P0AB | C1 ANATOMICAL COLLAR SIZE 0 H-7.5CM NAVY BLUE | BRACING & SUPPORTS | DONJOY | CER-DJO-011C-B | 0888912DJO000002655R | 00888912522069 | 41039 | Y060312 | DONJOY® COLLIER ANATOMIQUE C1 | 13-6446 | Support | The cervical collar DonJoy C1 is designed to help support the cervical spine in a neutral position. May be suitable for the symptomatic relief of pain and stiffness associated with cervical sprains and strains and in post-operative rehabilitation. Soft-good designed to restrict motion through elastic construction. | If you have skin disorders/injuries in the relevant part of the body, the product should be fitted and worn only after consultation with a medical professional. Do not use if you are allergic to any of the materials contained within this product.
CC10P1AB | C1 ANATOMICAL COLLAR SIZE 1 H-7.5CM NAVY BLUE | BRACING & SUPPORTS | DONJOY | CER-DJO-011C-B | 0888912DJO000002655R | 00888912522083 | 41039 | Y060312 | DONJOY® COLLIER ANATOMIQUE C1 | 13-6446 | Support | The cervical collar DonJoy C1 is designed to help support the cervical spine in a neutral position. May be suitable for the symptomatic relief of pain and stiffness associated with cervical sprains and strains and in post-operative rehabilitation. Soft-good designed to restrict motion through elastic construction. | If you have skin disorders/injuries in the relevant part of the body, the product should be fitted and worn only after consultation with a medical professional. Do not use if you are allergic to any of the materials contained within this product.
CC10P2AB | C1 ANATOMICAL COLLAR SIZE 2 H-7.5CM NAVY BLUE | BRACING & SUPPORTS | DONJOY | CER-DJO-011C-B | 0888912DJO000002655R | 00888912522106 | 41039 | Y060312 | DONJOY® COLLIER ANATOMIQUE C1 | 13-6446 | Support | The cervical collar DonJoy C1 is designed to help support the cervical spine in a neutral position. May be suitable for the symptomatic relief of pain and stiffness associated with cervical sprains and strains and in post-operative rehabilitation. Soft-good designed to restrict motion through elastic construction. | If you have skin disorders/injuries in the relevant part of the body, the product should be fitted and worn only after consultation with a medical professional. Do not use if you are allergic to any of the materials contained within this product.
CC10P3AB | C1 ANATOMICAL COLLAR SIZE 3 H-7.5CM NAVY BLUE | BRACING & SUPPORTS | DONJOY | CER-DJO-011C-B | 0888912DJO000002655R | 00888912522120 | 41039 | Y060312 | DONJOY® COLLIER ANATOMIQUE C1 | 13-6446 | Support | The cervical collar DonJoy C1 is designed to help support the cervical spine in a neutral position. May be suitable for the symptomatic relief of pain and stiffness associated with cervical sprains and strains and in post-operative rehabilitation. Soft-good designed to restrict motion through elastic construction. | If you have skin disorders/injuries in the relevant part of the body, the product should be fitted and worn only after consultation with a medical professional. Do not use if you are allergic to any of the materials contained within this product.
CC10P4AB | C1 ANATOMICAL COLLAR SIZE 4 H-7.5CM NAVY BLUE | BRACING & SUPPORTS | DONJOY | CER-DJO-011C-B | 0888912DJO000002655R | 00888912522144 | 41039 | Y060312 | DONJOY® COLLIER ANATOMIQUE C1 | 13-6446 | Support | The cervical collar DonJoy C1 is designed to help support the cervical spine in a neutral position. May be suitable for the symptomatic relief of pain and stiffness associated with cervical sprains and strains and in post-operative rehabilitation. Soft-good designed to restrict motion through elastic construction. | If you have skin disorders/injuries in the relevant part of the body, the product should be fitted and worn only after consultation with a medical professional. Do not use if you are allergic to any of the materials contained within this product.
CC10P5AB | C1 ANATOMICAL COLLAR SIZE 5 H-7.5CM NAVY BLUE | BRACING & SUPPORTS | DONJOY | CER-DJO-011C-B | 0888912DJO000002655R | 00888912522168 | 41039 | Y060312 | DONJOY® COLLIER ANATOMIQUE C1 | 13-6446 | Support | The cervical collar DonJoy C1 is designed to help support the cervical spine in a neutral position. May be suitable for the symptomatic relief of pain and stiffness associated with cervical sprains and strains and in post-operative rehabilitation. Soft-good designed to restrict motion through elastic construction. | If you have skin disorders/injuries in the relevant part of the body, the product should be fitted and worn only after consultation with a medical professional. Do not use if you are allergic to any of the materials contained within this product.
CC10PPAB | C1 ANATOMICAL COLLAR PEDIATRIC H-6CM NAVY BLUE | BRACING & SUPPORTS | DONJOY | CER-DJO-011C-B | 0888912DJO000002655R | 00888912522182 | 41039 | Y060312 | DONJOY® COLLIER ANATOMIQUE C1 | 13-6446 | Support | The cervical collar DonJoy C1 is designed to help support the cervical spine in a neutral position. May be suitable for the symptomatic relief of pain and stiffness associated with cervical sprains and strains and in post-operative rehabilitation. Soft-good designed to restrict motion through elastic construction. | If you have skin disorders/injuries in the relevant part of the body, the product should be fitted and worn only after consultation with a medical professional. Do not use if you are allergic to any of the materials contained within this product.
CC20G0AG | C2 ANATOMICAL COLLAR SIZE 0 H-9.5CM GREY | BRACING & SUPPORTS | DONJOY | CER-DJO-011C-B | 0888912DJO000002665T | 00888912522359 | 41039 | Y060312 | DONJOY® COLLIER ANATOMIQUE C2 | 13-6459 | Immobilization | The cervical collar DonJoy C2 is designed to stabilize and relieve the cervical spine and may be suitable for the symptomatic relief of pain and stiffness in the cervical spine area associated with conditions such as strains, sprains, stiff neck and whiplash. Soft-good/ semi-rigid designed to restrict motion through elastic or semi-rigid construction. Providing immobilization or controlled movement of the limb or body segment. | If you have skin disorders/injuries in the relevant part of the body, the product should be fitted and worn only after consultation with a medical professional. Do not use if you are allergic to any of the materials contained within this product.
CC20G1AG | C2 ANATOMICAL COLLAR SIZE 1 H-9.5CM GREY | BRACING & SUPPORTS | DONJOY | CER-DJO-011C-B | 0888912DJO000002665T | 00888912522373 | 41039 | Y060312 | DONJOY® COLLIER ANATOMIQUE C2 | 13-6459 | Immobilization | The cervical collar DonJoy C2 is designed to stabilize and relieve the cervical spine and may be suitable for the symptomatic relief of pain and stiffness in the cervical spine area associated with conditions such as strains, sprains, stiff neck and whiplash. Soft-good/ semi-rigid designed to restrict motion through elastic or semi-rigid construction. Providing immobilization or controlled movement of the limb or body segment. | If you have skin disorders/injuries in the relevant part of the body, the product should be fitted and worn only after consultation with a medical professional. Do not use if you are allergic to any of the materials contained within this product.
CC20G2AG | C2 ANATOMICAL COLLAR SIZE 2 H-9.5CM GREY | BRACING & SUPPORTS | DONJOY | CER-DJO-011C-B | 0888912DJO000002665T | 00888912522397 | 41039 | Y060312 | DONJOY® COLLIER ANATOMIQUE C2 | 13-6459 | Immobilization | The cervical collar DonJoy C2 is designed to stabilize and relieve the cervical spine and may be suitable for the symptomatic relief of pain and stiffness in the cervical spine area associated with conditions such as strains, sprains, stiff neck and whiplash. Soft-good/ semi-rigid designed to restrict motion through elastic or semi-rigid construction. Providing immobilization or controlled movement of the limb or body segment. | If you have skin disorders/injuries in the relevant part of the body, the product should be fitted and worn only after consultation with a medical professional. Do not use if you are allergic to any of the materials contained within this product.
CC20G3AG | C2 ANATOMICAL COLLAR SIZE 3 H-9.5CM GREY | BRACING & SUPPORTS | DONJOY | CER-DJO-011C-B | 0888912DJO000002665T | 00888912522410 | 41039 | Y060312 | DONJOY® COLLIER ANATOMIQUE C2 | 13-6459 | Immobilization | The cervical collar DonJoy C2 is designed to stabilize and relieve the cervical spine and may be suitable for the symptomatic relief of pain and stiffness in the cervical spine area associated with conditions such as strains, sprains, stiff neck and whiplash. Soft-good/ semi-rigid designed to restrict motion through elastic or semi-rigid construction. Providing immobilization or controlled movement of the limb or body segment. | If you have skin disorders/injuries in the relevant part of the body, the product should be fitted and worn only after consultation with a medical professional. Do not use if you are allergic to any of the materials contained within this product.
CC20G4AG | C2 ANATOMICAL COLLAR SIZE 4 H-9.5CM GREY | BRACING & SUPPORTS | DONJOY | CER-DJO-011C-B | 0888912DJO000002665T | 00888912522434 | 41039 | Y060312 | DONJOY® COLLIER ANATOMIQUE C2 | 13-6459 | Immobilization | The cervical collar DonJoy C2 is designed to stabilize and relieve the cervical spine and may be suitable for the symptomatic relief of pain and stiffness in the cervical spine area associated with conditions such as strains, sprains, stiff neck and whiplash. Soft-good/ semi-rigid designed to restrict motion through elastic or semi-rigid construction. Providing immobilization or controlled movement of the limb or body segment. | If you have skin disorders/injuries in the relevant part of the body, the product should be fitted and worn only after consultation with a medical professional. Do not use if you are allergic to any of the materials contained within this product.
CC20G5AG | C2 ANATOMICAL COLLAR SIZE 5 H-9.5CM GREY | BRACING & SUPPORTS | DONJOY | CER-DJO-011C-B | 0888912DJO000002665T | 00888912522458 | 41039 | Y060312 | DONJOY® COLLIER ANATOMIQUE C2 | 13-6459 | Immobilization | The cervical collar DonJoy C2 is designed to stabilize and relieve the cervical spine and may be suitable for the symptomatic relief of pain and stiffness in the cervical spine area associated with conditions such as strains, sprains, stiff neck and whiplash. Soft-good/ semi-rigid designed to restrict motion through elastic or semi-rigid construction. Providing immobilization or controlled movement of the limb or body segment. | If you have skin disorders/injuries in the relevant part of the body, the product should be fitted and worn only after consultation with a medical professional. Do not use if you are allergic to any of the materials contained within this product.
CC20P0AG | C2 ANATOMICAL COLLAR SIZE 0 H-7.5CM GREY | BRACING & SUPPORTS | DONJOY | CER-DJO-011C-B | 0888912DJO000002665T | 00888912522472 | 41039 | Y060312 | DONJOY® COLLIER ANATOMIQUE C2 | 13-6459 | Immobilization | The cervical collar DonJoy C2 is designed to stabilize and relieve the cervical spine and may be suitable for the symptomatic relief of pain and stiffness in the cervical spine area associated with conditions such as strains, sprains, stiff neck and whiplash. Soft-good/ semi-rigid designed to restrict motion through elastic or semi-rigid construction. Providing immobilization or controlled movement of the limb or body segment. | If you have skin disorders/injuries in the relevant part of the body, the product should be fitted and worn only after consultation with a medical professional. Do not use if you are allergic to any of the materials contained within this product.
CC20P1AG | C2 ANATOMICAL COLLAR SIZE 1 H-7.5CM GREY | BRACING & SUPPORTS | DONJOY | CER-DJO-011C-B | 0888912DJO000002665T | 00888912522496 | 41039 | Y060312 | DONJOY® COLLIER ANATOMIQUE C2 | 13-6459 | Immobilization | The cervical collar DonJoy C2 is designed to stabilize and relieve the cervical spine and may be suitable for the symptomatic relief of pain and stiffness in the cervical spine area associated with conditions such as strains, sprains, stiff neck and whiplash. Soft-good/ semi-rigid designed to restrict motion through elastic or semi-rigid construction. Providing immobilization or controlled movement of the limb or body segment. | If you have skin disorders/injuries in the relevant part of the body, the product should be fitted and worn only after consultation with a medical professional. Do not use if you are allergic to any of the materials contained within this product.
CC20P2AG | C2 ANATOMICAL COLLAR SIZE 2 H-7.5CM GREY | BRACING & SUPPORTS | DONJOY | CER-DJO-011C-B | 0888912DJO000002665T | 00888912522519 | 41039 | Y060312 | DONJOY® COLLIER ANATOMIQUE C2 | 13-6459 | Immobilization | The cervical collar DonJoy C2 is designed to stabilize and relieve the cervical spine and may be suitable for the symptomatic relief of pain and stiffness in the cervical spine area associated with conditions such as strains, sprains, stiff neck and whiplash. Soft-good/ semi-rigid designed to restrict motion through elastic or semi-rigid construction. Providing immobilization or controlled movement of the limb or body segment. | If you have skin disorders/injuries in the relevant part of the body, the product should be fitted and worn only after consultation with a medical professional. Do not use if you are allergic to any of the materials contained within this product.
CC20P3AG | C2 ANATOMICAL COLLAR SIZE 3 H-7.5CM GREY | BRACING & SUPPORTS | DONJOY | CER-DJO-011C-B | 0888912DJO000002665T | 00888912522533 | 41039 | Y060312 | DONJOY® COLLIER ANATOMIQUE C2 | 13-6459 | Immobilization | The cervical collar DonJoy C2 is designed to stabilize and relieve the cervical spine and may be suitable for the symptomatic relief of pain and stiffness in the cervical spine area associated with conditions such as strains, sprains, stiff neck and whiplash. Soft-good/ semi-rigid designed to restrict motion through elastic or semi-rigid construction. Providing immobilization or controlled movement of the limb or body segment. | If you have skin disorders/injuries in the relevant part of the body, the product should be fitted and worn only after consultation with a medical professional. Do not use if you are allergic to any of the materials contained within this product.
CC20P4AG | C2 ANATOMICAL COLLAR SIZE 4 H-7.5CM GREY | BRACING & SUPPORTS | DONJOY | CER-DJO-011C-B | 0888912DJO000002665T | 00888912522557 | 41039 | Y060312 | DONJOY® COLLIER ANATOMIQUE C2 | 13-6459 | Immobilization | The cervical collar DonJoy C2 is designed to stabilize and relieve the cervical spine and may be suitable for the symptomatic relief of pain and stiffness in the cervical spine area associated with conditions such as strains, sprains, stiff neck and whiplash. Soft-good/ semi-rigid designed to restrict motion through elastic or semi-rigid construction. Providing immobilization or controlled movement of the limb or body segment. | If you have skin disorders/injuries in the relevant part of the body, the product should be fitted and worn only after consultation with a medical professional. Do not use if you are allergic to any of the materials contained within this product.
CC20P5AG | C2 ANATOMICAL COLLAR SIZE 5 H-7.5CM GREY | BRACING & SUPPORTS | DONJOY | CER-DJO-011C-B | 0888912DJO000002665T | 00888912522571 | 41039 | Y060312 | DONJOY® COLLIER ANATOMIQUE C2 | 13-6459 | Immobilization | The cervical collar DonJoy C2 is designed to stabilize and relieve the cervical spine and may be suitable for the symptomatic relief of pain and stiffness in the cervical spine area associated with conditions such as strains, sprains, stiff neck and whiplash. Soft-good/ semi-rigid designed to restrict motion through elastic or semi-rigid construction. Providing immobilization or controlled movement of the limb or body segment. | If you have skin disorders/injuries in the relevant part of the body, the product should be fitted and worn only after consultation with a medical professional. Do not use if you are allergic to any of the materials contained within this product.
CC20PPAG | C2 ANATOMICAL COLLAR PEDIATRIC H-6CM GREY | BRACING & SUPPORTS | DONJOY | CER-DJO-011C-B | 0888912DJO000002665T | 00888912522595 | 41039 | Y060312 | DONJOY® COLLIER ANATOMIQUE C2 | 13-6459 | Immobilization | The cervical collar DonJoy C2 is designed to stabilize and relieve the cervical spine and may be suitable for the symptomatic relief of pain and stiffness in the cervical spine area associated with conditions such as strains, sprains, stiff neck and whiplash. Soft-good/ semi-rigid designed to restrict motion through elastic or semi-rigid construction. Providing immobilization or controlled movement of the limb or body segment. | If you have skin disorders/injuries in the relevant part of the body, the product should be fitted and worn only after consultation with a medical professional. Do not use if you are allergic to any of the materials contained within this product.
CC20TG0AG | C2 ANATOMICAL COLLAR SIZE 0 H=10,5CM GREY | BRACING & SUPPORTS | DONJOY | CER-DJO-011C-B | 0888912DJO000002665T | 00888912522618 | 41039 | Y060312 | DONJOY® COLLIER ANATOMIQUE C2 | 13-6459 | Immobilization | The cervical collar DonJoy C2 is designed to stabilize and relieve the cervical spine and may be suitable for the symptomatic relief of pain and stiffness in the cervical spine area associated with conditions such as strains, sprains, stiff neck and whiplash. Soft-good/ semi-rigid designed to restrict motion through elastic or semi-rigid construction. Providing immobilization or controlled movement of the limb or body segment. | If you have skin disorders/injuries in the relevant part of the body, the product should be fitted and worn only after consultation with a medical professional. Do not use if you are allergic to any of the materials contained within this product.
CC20TG1AG | C2 ANATOMICAL COLLAR SIZE 1 H=10,5CM GREY | BRACING & SUPPORTS | DONJOY | CER-DJO-011C-B | 0888912DJO000002665T | 00888912522632 | 41039 | Y060312 | DONJOY® COLLIER ANATOMIQUE C2 | 13-6459 | Immobilization | The cervical collar DonJoy C2 is designed to stabilize and relieve the cervical spine and may be suitable for the symptomatic relief of pain and stiffness in the cervical spine area associated with conditions such as strains, sprains, stiff neck and whiplash. Soft-good/ semi-rigid designed to restrict motion through elastic or semi-rigid construction. Providing immobilization or controlled movement of the limb or body segment. | If you have skin disorders/injuries in the relevant part of the body, the product should be fitted and worn only after consultation with a medical professional. Do not use if you are allergic to any of the materials contained within this product.
CC20TG2AG | C2 ANATOMICAL COLLAR SIZE 2 H=10,5CM GREY | BRACING & SUPPORTS | DONJOY | CER-DJO-011C-B | 0888912DJO000002665T | 00888912522656 | 41039 | Y060312 | DONJOY® COLLIER ANATOMIQUE C2 | 13-6459 | Immobilization | The cervical collar DonJoy C2 is designed to stabilize and relieve the cervical spine and may be suitable for the symptomatic relief of pain and stiffness in the cervical spine area associated with conditions such as strains, sprains, stiff neck and whiplash. Soft-good/ semi-rigid designed to restrict motion through elastic or semi-rigid construction. Providing immobilization or controlled movement of the limb or body segment. | If you have skin disorders/injuries in the relevant part of the body, the product should be fitted and worn only after consultation with a medical professional. Do not use if you are allergic to any of the materials contained within this product.
CC20TG3AG | C2 ANATOMICAL COLLAR SIZE 3 H=10,5CM GREY | BRACING & SUPPORTS | DONJOY | CER-DJO-011C-B | 0888912DJO000002665T | 00888912522670 | 41039 | Y060312 | DONJOY® COLLIER ANATOMIQUE C2 | 13-6459 | Immobilization | The cervical collar DonJoy C2 is designed to stabilize and relieve the cervical spine and may be suitable for the symptomatic relief of pain and stiffness in the cervical spine area associated with conditions such as strains, sprains, stiff neck and whiplash. Soft-good/ semi-rigid designed to restrict motion through elastic or semi-rigid construction. Providing immobilization or controlled movement of the limb or body segment. | If you have skin disorders/injuries in the relevant part of the body, the product should be fitted and worn only after consultation with a medical professional. Do not use if you are allergic to any of the materials contained within this product.
CC20TG4AG | C2 ANATOMICAL COLLAR SIZE 4 H=10,5CM GREY | BRACING & SUPPORTS | DONJOY | CER-DJO-011C-B | 0888912DJO000002665T | 00888912522694 | 41039 | Y060312 | DONJOY® COLLIER ANATOMIQUE C2 | 13-6459 | Immobilization | The cervical collar DonJoy C2 is designed to stabilize and relieve the cervical spine and may be suitable for the symptomatic relief of pain and stiffness in the cervical spine area associated with conditions such as strains, sprains, stiff neck and whiplash. Soft-good/ semi-rigid designed to restrict motion through elastic or semi-rigid construction. Providing immobilization or controlled movement of the limb or body segment. | If you have skin disorders/injuries in the relevant part of the body, the product should be fitted and worn only after consultation with a medical professional. Do not use if you are allergic to any of the materials contained within this product.
CC20TG5AG | C2 ANATOMICAL COLLAR SIZE 5 H=10,5CM GREY | BRACING & SUPPORTS | DONJOY | CER-DJO-011C-B | 0888912DJO000002665T | 00888912522717 | 41039 | Y060312 | DONJOY® COLLIER ANATOMIQUE C2 | 13-6459 | Immobilization | The cervical collar DonJoy C2 is designed to stabilize and relieve the cervical spine and may be suitable for the symptomatic relief of pain and stiffness in the cervical spine area associated with conditions such as strains, sprains, stiff neck and whiplash. Soft-good/ semi-rigid designed to restrict motion through elastic or semi-rigid construction. Providing immobilization or controlled movement of the limb or body segment. | If you have skin disorders/injuries in the relevant part of the body, the product should be fitted and worn only after consultation with a medical professional. Do not use if you are allergic to any of the materials contained within this product.
CC301 | C3-COLLIER CERVICAL REGLABLE EN HAUTEUR - TAILLE 1 | BRACING & SUPPORTS | DONJOY | CER-DJO-011C-B | 0888912DJO000002615H | 00888912522731 | 41039 | Y060312 | DONJOY® COLLIER C3 | 13-5550 | Immobilization | The cervical collar DonJoy C3 is designed to stabilize and relieve the cervical spine and may be suitable for the symptomatic relief of pain and stiffness in the cervical spine area associated with conditions such as strains, sprains, stiff neck and whiplash. Soft-good/ semi-rigid designed to restrict motion through elastic or semi-rigid construction. Providing immobilization or controlled movement of the limb or body segment. | If you have skin disorders/injuries in the relevant part of the body, the product should be fitted and worn only after consultation with a medical professional.
CC302 | C3-COLLIER CERVICAL REGLABLE EN HAUTEUR - TAILLE 2 | BRACING & SUPPORTS | DONJOY | CER-DJO-011C-B | 0888912DJO000002615H | 00888912522755 | 41039 | Y060312 | DONJOY® COLLIER C3 | 13-5550 | Immobilization | The cervical collar DonJoy C3 is designed to stabilize and relieve the cervical spine and may be suitable for the symptomatic relief of pain and stiffness in the cervical spine area associated with conditions such as strains, sprains, stiff neck and whiplash. Soft-good/ semi-rigid designed to restrict motion through elastic or semi-rigid construction. Providing immobilization or controlled movement of the limb or body segment. | If you have skin disorders/injuries in the relevant part of the body, the product should be fitted and worn only after consultation with a medical professional.
CC303 | C3-COLLIER CERVICAL REGLABLE EN HAUTEUR - TAILLE 3 | BRACING & SUPPORTS | DONJOY | CER-DJO-011C-B | 0888912DJO000002615H | 00888912522762 | 41039 | Y060312 | DONJOY® COLLIER C3 | 13-5550 | Immobilization | The cervical collar DonJoy C3 is designed to stabilize and relieve the cervical spine and may be suitable for the symptomatic relief of pain and stiffness in the cervical spine area associated with conditions such as strains, sprains, stiff neck and whiplash. Soft-good/ semi-rigid designed to restrict motion through elastic or semi-rigid construction. Providing immobilization or controlled movement of the limb or body segment. | If you have skin disorders/injuries in the relevant part of the body, the product should be fitted and worn only after consultation with a medical professional.
CC311 | C3-COLLIER CERVICAL REGLABLE EN HAUTEUR AVEC MENTONNIERE-T1 | BRACING & SUPPORTS | DONJOY | CER-DJO-011C-B | 0888912DJO000002615H | 00888912522786 | 41039 | Y060312 | DONJOY® COLLIER C3 | 13-5550 | Immobilization | The cervical collar DonJoy C3 is designed to stabilize and relieve the cervical spine and may be suitable for the symptomatic relief of pain and stiffness in the cervical spine area associated with conditions such as strains, sprains, stiff neck and whiplash. Soft-good/ semi-rigid designed to restrict motion through elastic or semi-rigid construction. Providing immobilization or controlled movement of the limb or body segment. | If you have skin disorders/injuries in the relevant part of the body, the product should be fitted and worn only after consultation with a medical professional.
CC312 | C3-COLLIER CERVICAL REGLABLE EN HAUTEUR AVEC MENTONNIERE-T2 | BRACING & SUPPORTS | DONJOY | CER-DJO-011C-B | 0888912DJO000002615H | 00888912522793 | 41039 | Y060312 | DONJOY® COLLIER C3 | 13-5550 | Immobilization | The cervical collar DonJoy C3 is designed to stabilize and relieve the cervical spine and may be suitable for the symptomatic relief of pain and stiffness in the cervical spine area associated with conditions such as strains, sprains, stiff neck and whiplash. Soft-good/ semi-rigid designed to restrict motion through elastic or semi-rigid construction. Providing immobilization or controlled movement of the limb or body segment. | If you have skin disorders/injuries in the relevant part of the body, the product should be fitted and worn only after consultation with a medical professional.
CC313 | C3-COLLIER CERVICAL REGLABLE EN HAUTEUR AVEC MENTONNIERE-T3 | BRACING & SUPPORTS | DONJOY | CER-DJO-011C-B | 0888912DJO000002615H | 00888912522809 | 41039 | Y060312 | DONJOY® COLLIER C3 | 13-5550 | Immobilization | The cervical collar DonJoy C3 is designed to stabilize and relieve the cervical spine and may be suitable for the symptomatic relief of pain and stiffness in the cervical spine area associated with conditions such as strains, sprains, stiff neck and whiplash. Soft-good/ semi-rigid designed to restrict motion through elastic or semi-rigid construction. Providing immobilization or controlled movement of the limb or body segment. | If you have skin disorders/injuries in the relevant part of the body, the product should be fitted and worn only after consultation with a medical professional.
CL74L | DYNASTRAP LUMBAR SUPPORT WITH INSERT, SIZE L | BRACING & SUPPORTS | DONJOY | CER-DJO-011C-A | 0888912DJO000002575S | 00888912525435 | 41442 | Y060308 | DONJOY® Dynastrap | 13-4311 | Support | The DonJoy Dynastrap is designed to provide comfort and support of the lumbar spine. It may be suitable for the symptomatic relief of acute and chronic low back pain. Soft-good/semi-rigid designed to restrict motion through elastic or semi-rigid construction. | If you have skin disorders/injuries in the relevant part of the body, the product should be fitted and worn only after consultation with a medical professional. Do not use if you are allergic to any of the materials contained within this product.
CL74M | DYNASTRAP LUMBAR SUPPORT WITH INSERT, SIZE M | BRACING & SUPPORTS | DONJOY | CER-DJO-011C-A | 0888912DJO000002575S | 00888912525442 | 41442 | Y060308 | DONJOY® Dynastrap | 13-4311 | Support | The DonJoy Dynastrap is designed to provide comfort and support of the lumbar spine. It may be suitable for the symptomatic relief of acute and chronic low back pain. Soft-good/semi-rigid designed to restrict motion through elastic or semi-rigid construction. | If you have skin disorders/injuries in the relevant part of the body, the product should be fitted and worn only after consultation with a medical professional. Do not use if you are allergic to any of the materials contained within this product.
CL74S | DYNASTRAP LUMBAR SUPPORT WITH INSERT, SIZE S | BRACING & SUPPORTS | DONJOY | CER-DJO-011C-A | 0888912DJO000002575S | 00888912525459 | 41442 | Y060308 | DONJOY® Dynastrap | 13-4311 | Support | The DonJoy Dynastrap is designed to provide comfort and support of the lumbar spine. It may be suitable for the symptomatic relief of acute and chronic low back pain. Soft-good/semi-rigid designed to restrict motion through elastic or semi-rigid construction. | If you have skin disorders/injuries in the relevant part of the body, the product should be fitted and worn only after consultation with a medical professional. Do not use if you are allergic to any of the materials contained within this product.
CL74XL | DYNASTRAP LUMBAR SUPPORT WITH INSERT, SIZE XL | BRACING & SUPPORTS | DONJOY | CER-DJO-011C-A | 0888912DJO000002575S | 00888912525466 | 41442 | Y060308 | DONJOY® Dynastrap | 13-4311 | Support | The DonJoy Dynastrap is designed to provide comfort and support of the lumbar spine. It may be suitable for the symptomatic relief of acute and chronic low back pain. Soft-good/semi-rigid designed to restrict motion through elastic or semi-rigid construction. | If you have skin disorders/injuries in the relevant part of the body, the product should be fitted and worn only after consultation with a medical professional. Do not use if you are allergic to any of the materials contained within this product.
CL74XXL | DYNASTRAP LUMBAR SUPPORT WITH INSERT, SIZE XXL | BRACING & SUPPORTS | DONJOY | CER-DJO-011C-A | 0888912DJO000002575S | 00888912525473 | 41442 | Y060308 | DONJOY® Dynastrap | 13-4311 | Support | The DonJoy Dynastrap is designed to provide comfort and support of the lumbar spine. It may be suitable for the symptomatic relief of acute and chronic low back pain. Soft-good/semi-rigid designed to restrict motion through elastic or semi-rigid construction. | If you have skin disorders/injuries in the relevant part of the body, the product should be fitted and worn only after consultation with a medical professional. Do not use if you are allergic to any of the materials contained within this product.
DA161BW01-BLK-L,XL | STABILIZING BACK SUPPORT, Black, Large, XLarge | CONSUMER | DONJOY ADVANTAGE | CER-DJO-011C-A | 0888912DJO000002905Q | 00190446210160 | 33031 | Y060308 | DONJOY® ADVANTAGE STABILIZING BACK SUPPORT | DA161BW01 | Support | The DonJoy Stabilizing Back Support is designed to provide comfort and support of the lumbar spine. It may be suitable for the symptomatic relief of acute and chronic low back pain. Soft-good/semi-rigid designed to restrict motion through elastic or semi-rigid construction. | If you have skin disorders/injuries in the relevant part of the body, the product should be fitted and worn only after consultation with a medical professional.
DA161BW01-BLK-S,M | STABILIZING BACK SUPPORT, Black, Small, Medium | CONSUMER | DONJOY ADVANTAGE | CER-DJO-011C-A | 0888912DJO000002905Q | 00190446210153 | 33031 | Y060308 | DONJOY® ADVANTAGE STABILIZING BACK SUPPORT | DA161BW01 | Support | The DonJoy Stabilizing Back Support is designed to provide comfort and support of the lumbar spine. It may be suitable for the symptomatic relief of acute and chronic low back pain. Soft-good/semi-rigid designed to restrict motion through elastic or semi-rigid construction. | If you have skin disorders/injuries in the relevant part of the body, the product should be fitted and worn only after consultation with a medical professional.
DA161SR01-WHT-L,XL | ABDOMINAL SUPPORT, White, Large, XLarge | CONSUMER | DONJOY ADVANTAGE | CER-DJO-011C-A | 0888912DJO000002915S | 00190446210146 | 47217 | Y060403 | DONJOY® ADVANTAGE ABDOMINAL SUPPORT | DA161SR01 | Support | The DonJoy Abdominal Support is designed to designed to provide comfort and support to the abdomen. It may be suitable for strains or muscle weakness of the abdominal area and for post-operative abdominal surgery. Soft-good/semi-rigid designed to restrict motion through elastic or semi-rigid construction. | If you have skin disorders/injuries in the relevant part of the body, the product should be fitted and worn only after consultation with a medical professional.
DA161SR01-WHT-S,M | ABDOMINAL SUPPORT, White, Small, Medium | CONSUMER | DONJOY ADVANTAGE | CER-DJO-011C-A | 0888912DJO000002915S | 00190446210139 | 47217 | Y060403 | DONJOY® ADVANTAGE ABDOMINAL SUPPORT | DA161SR01 | Support | The DonJoy Abdominal Support is designed to designed to provide comfort and support to the abdomen. It may be suitable for strains or muscle weakness of the abdominal area and for post-operative abdominal surgery. Soft-good/semi-rigid designed to restrict motion through elastic or semi-rigid construction. | If you have skin disorders/injuries in the relevant part of the body, the product should be fitted and worn only after consultation with a medical professional.
DP151BW01-BLK-L | DJP BIONIC BACK WRAP, BLACK, LARGE | CONSUMER | DONJOY PERFORMANCE | CER-DJO-011C-A | 0888912DJO000002925U | 00888912066570 | 33031 | Y060308 | DONJOY® PERFORMANCE BIONIC BACK WRAP | DP151IF04 | Support | The DonJoy Bionic Back Wrap is designed to provide comfort and support of the lumbar spine. It may be suitable for the symptomatic relief of acute and chronic low back pain. Soft-good/semi-rigid designed to restrict motion through elastic or semi-rigid construction. | If you have skin disorders/injuries in the relevant part of the body, the product should be fitted and worn only after consultation with a medical professional. Do not use if you are allergic to any of the materials contained within this product.
DP151BW01-BLK-M | DJP BIONIC BACK WRAP, BLACK, MEDIUM | CONSUMER | DONJOY PERFORMANCE | CER-DJO-011C-A | 0888912DJO000002925U | 00888912066563 | 33031 | Y060308 | DONJOY® PERFORMANCE BIONIC BACK WRAP | DP151IF04 | Support | The DonJoy Bionic Back Wrap is designed to provide comfort and support of the lumbar spine. It may be suitable for the symptomatic relief of acute and chronic low back pain. Soft-good/semi-rigid designed to restrict motion through elastic or semi-rigid construction. | If you have skin disorders/injuries in the relevant part of the body, the product should be fitted and worn only after consultation with a medical professional. Do not use if you are allergic to any of the materials contained within this product.
DP151BW01-BLK-S | DJP BIONIC BACK WRAP, BLACK, SMALL | CONSUMER | DONJOY PERFORMANCE | CER-DJO-011C-A | 0888912DJO000002925U | 00888912066556 | 33031 | Y060308 | DONJOY® PERFORMANCE BIONIC BACK WRAP | DP151IF04 | Support | The DonJoy Bionic Back Wrap is designed to provide comfort and support of the lumbar spine. It may be suitable for the symptomatic relief of acute and chronic low back pain. Soft-good/semi-rigid designed to restrict motion through elastic or semi-rigid construction. | If you have skin disorders/injuries in the relevant part of the body, the product should be fitted and worn only after consultation with a medical professional. Do not use if you are allergic to any of the materials contained within this product.
DP151BW01-BLK-XL | DJP BIONIC BACK WRAP, BLACK, X-LARGE | CONSUMER | DONJOY PERFORMANCE | CER-DJO-011C-A | 0888912DJO000002925U | 00888912066587 | 33031 | Y060308 | DONJOY® PERFORMANCE BIONIC BACK WRAP | DP151IF04 | Support | The DonJoy Bionic Back Wrap is designed to provide comfort and support of the lumbar spine. It may be suitable for the symptomatic relief of acute and chronic low back pain. Soft-good/semi-rigid designed to restrict motion through elastic or semi-rigid construction. | If you have skin disorders/injuries in the relevant part of the body, the product should be fitted and worn only after consultation with a medical professional. Do not use if you are allergic to any of the materials contained within this product.
DP171BB01-BLK-L,XL | ELASTIC BACK WRAP, BLACK, LARGE/X-LARGE | CONSUMER | DONJOY PERFORMANCE | CER-DJO-011C-A | 0888912DJO0000029562 | 00190446241966 | 41442 | Y060308 | DONJOY® PERFORMANCE ELASTIC BACK COMPRESSION WRAP | DP171IF20 | Support | The DonJoy Elastic Back Wrap is designed to provide comfort and support of the lumbar spine. It may be suitable for the symptomatic relief of acute and chronic low back pain. Soft-good/semi-rigid designed to restrict motion through elastic or semi-rigid construction. | If you have skin disorders/injuries in the relevant part of the body, the product should be fitted and worn only after consultation with a medical professional. Do not use if you are allergic to any of the materials contained within this product.
DP171BB01-BLK-S,M | ELASTIC BACK WRAP, BLACK, SMALL/MEDIUM | CONSUMER | DONJOY PERFORMANCE | CER-DJO-011C-A | 0888912DJO0000029562 | 00190446241959 | 41442 | Y060308 | DONJOY® PERFORMANCE ELASTIC BACK COMPRESSION WRAP | DP171IF20 | Support | The DonJoy Elastic Back Wrap is designed to provide comfort and support of the lumbar spine. It may be suitable for the symptomatic relief of acute and chronic low back pain. Soft-good/semi-rigid designed to restrict motion through elastic or semi-rigid construction. | If you have skin disorders/injuries in the relevant part of the body, the product should be fitted and worn only after consultation with a medical professional. Do not use if you are allergic to any of the materials contained within this product.
DP171SR01-BLK | WAIST TRIMMER, BLACK, ONE SIZE FITS MOST | CONSUMER | DONJOY PERFORMANCE | CER-DJO-011C-A | 0888912DJO000002945Y | 00190446241324 | 33031 | Y060403 | DONJOY® PERFORMANCE WAIST TRIMMER WRAP | DP171IF11 | Support | The DonJoy Waist Trimmer is designed to provide comfort and support to the waist and abdomen. It may be suitable for strains or muscle weakness of the abdominal area and for post-operative abdominal surgery. Soft-good/semi-rigid designed to restrict motion through elastic or semi-rigid construction. | If you have skin disorders/injuries in the relevant part of the body, the product should be fitted and worn only after consultation with a medical professional. Do not use if you are allergic to any of the materials contained within this product.
82-0239-1 | POWERSTRAP H. 26 CM SIZE XS | BRACING & SUPPORTS | DONJOY | CER-DJO-011C-A | 0888912DJO000007676N | 00190446646167 | 33031 | Y060308 | DONJOY POWERSTRAP LUMBER BELT | 13-00261 | Accessory | • Support of lumbar spine helping to prevent and relieve pain during activity. | None
82-0239-2 | POWERSTRAP H. 26 CM SIZE S | BRACING & SUPPORTS | DONJOY | CER-DJO-011C-A | 0888912DJO000007676N | 00190446646174 | 33031 | Y060308 | DONJOY POWERSTRAP LUMBER BELT | 13-00261 | Accessory | • Support of lumbar spine helping to prevent and relieve pain during activity. | None
82-0239-3 | POWERSTRAP H. 26 CM SIZE M | BRACING & SUPPORTS | DONJOY | CER-DJO-011C-A | 0888912DJO000007676N | 00190446646181 | 33031 | Y060308 | DONJOY POWERSTRAP LUMBER BELT | 13-00261 | Accessory | • Support of lumbar spine helping to prevent and relieve pain during activity. | None
82-0239-4 | POWERSTRAP H. 26 CM SIZE L | BRACING & SUPPORTS | DONJOY | CER-DJO-011C-A | 0888912DJO000007676N | 00190446646198 | 33031 | Y060308 | DONJOY POWERSTRAP LUMBER BELT | 13-00261 | Accessory | • Support of lumbar spine helping to prevent and relieve pain during activity. | None
82-0239-5 | POWERSTRAP H. 26 CM SIZE XL | BRACING & SUPPORTS | DONJOY | CER-DJO-011C-A | 0888912DJO000007676N | 00190446646204 | 33031 | Y060308 | DONJOY POWERSTRAP LUMBER BELT | 13-00261 | Accessory | • Support of lumbar spine helping to prevent and relieve pain during activity. | None
82-0275-1 | CHATTANOOGA TENS BELT 26CM SIZE XS | CLINICAL PHYSICAL THERAPY | CHATTANOOGA | CER-DJO-011C-A | 0888912DJO000007686Q | 00190446646051 | 46573 | Y060308 | DONJOY TENS LUMBER BELT | 13-00301 | Support | The lumbar belt is intended to releive pain by providing support to the concerned anatomical area. Connected to an electrostimulator, it allows a focused stimulation by Transcutaneous Electrical Nerve Stimulation TENS or neuromuscular stimulation NMES indicated for acute or chronic low back pain, acute or chronic Lumbago, Lumbosciatica | Use without TENS device: none Use with TENS device: refer to the contraindications indicated in the device manual
82-0275-2 | CHATTANOOGA TENS BELT 26CM SIZE S | CLINICAL PHYSICAL THERAPY | CHATTANOOGA | CER-DJO-011C-A | 0888912DJO000007686Q | 00190446646068 | 46573 | Y060308 | DONJOY TENS LUMBER BELT | 13-00301 | Support | The lumbar belt is intended to releive pain by providing support to the concerned anatomical area. Connected to an electrostimulator, it allows a focused stimulation by Transcutaneous Electrical Nerve Stimulation TENS or neuromuscular stimulation NMES indicated for acute or chronic low back pain, acute or chronic Lumbago, Lumbosciatica | Use without TENS device: none Use with TENS device: refer to the contraindications indicated in the device manual
82-0275-3 | CHATTANOOGA TENS BELT 26CM SIZE M | CLINICAL PHYSICAL THERAPY | CHATTANOOGA | CER-DJO-011C-A | 0888912DJO000007686Q | 00190446646075 | 46573 | Y060308 | DONJOY TENS LUMBER BELT | 13-00301 | Support | The lumbar belt is intended to releive pain by providing support to the concerned anatomical area. Connected to an electrostimulator, it allows a focused stimulation by Transcutaneous Electrical Nerve Stimulation TENS or neuromuscular stimulation NMES indicated for acute or chronic low back pain, acute or chronic Lumbago, Lumbosciatica | Use without TENS device: none Use with TENS device: refer to the contraindications indicated in the device manual
82-0275-4 | CHATTANOOGA TENS BELT 26CM SIZE L | CLINICAL PHYSICAL THERAPY | CHATTANOOGA | CER-DJO-011C-A | 0888912DJO000007686Q | 00190446646082 | 46573 | Y060308 | DONJOY TENS LUMBER BELT | 13-00301 | Support | The lumbar belt is intended to releive pain by providing support to the concerned anatomical area. Connected to an electrostimulator, it allows a focused stimulation by Transcutaneous Electrical Nerve Stimulation TENS or neuromuscular stimulation NMES indicated for acute or chronic low back pain, acute or chronic Lumbago, Lumbosciatica | Use without TENS device: none Use with TENS device: refer to the contraindications indicated in the device manual
82-0275-5 | CHATTANOOGA TENS BELT 26CM SIZE XL | CLINICAL PHYSICAL THERAPY | CHATTANOOGA | CER-DJO-011C-A | 0888912DJO000007686Q | 00190446646099 | 46573 | Y060308 | DONJOY TENS LUMBER BELT | 13-00301 | Support | The lumbar belt is intended to releive pain by providing support to the concerned anatomical area. Connected to an electrostimulator, it allows a focused stimulation by Transcutaneous Electrical Nerve Stimulation TENS or neuromuscular stimulation NMES indicated for acute or chronic low back pain, acute or chronic Lumbago, Lumbosciatica | Use without TENS device: none Use with TENS device: refer to the contraindications indicated in the device manual
82-0276 | MYBABYSTRAP MATERNITY BELT H22CM | BRACING & SUPPORTS | DONJOY | CER-DJO-011C-A | 0888912DJO000007696S | 00190446657224 | 47217 | Y060303 | DONJOY MYBABYSTRAP FUSION LUMBER BELT | 13-00271 | Support | MyBabyStrap™ is a maternity support belt designed to reduce pain and discomfort associated with pregnancy: • Lower back pain • Pelvic pain • Sacroiliac pain • Postural instabilities • Discomfort due to stretching and expansion of the abdomen MyBabyStrap™ can also be used after birth for back support. Soft-good/semi-rigid designed to restrict motion through elastic or semi-rigid construction. Providing immobilization or controlled movement of the limb or body segment | • If you have skin disorders/injuries in the relevant part of the body, the product should be fitted and worn only after consultation with a medical professional. • Any known allergies to the medical device materials.
DP181BB01-SGR | BIONIC REEL-ADJUST BACK BRACE, UNIVERSAL, SLIME/GREEN | CONSUMER | DONJOY PERFORMANCE | CER-DJO-011C-A | 0888912DJO000002925U | 00190446289098 | 33031 | Y060308 | DONJOY PERFORMANCE BIONIC BACK WRAP | DP151IF04 | Support | The DonJoy Bionic Back Wrap is designed to provide comfort and support of the lumbar spine. It may be suitable for the symptomatic relief of acute and chronic low back pain. Soft-good/semi-rigid designed to restrict motion through elastic or semi-rigid construction. | If you have skin disorders/injuries in the relevant part of the body, the product should be fitted and worn only after consultation with a medical professional. Do not use if you are allergic to any of the materials contained within this product.
11-1692-2 | IsoFORM™, SIO, (S/M) | BRACING & SUPPORTS | DONJOY | CER-DJO-011C-A, CER-PRO-253 | 0888912DJO000007976X | 00190446640172 | 47217 | Y060303 | DONJOY IsoFORM™ SIO | 13-10145 | Support | Designed to support the lower back and may be suitable for people with sacroiliac pain, dysfunction, lower back pain, sprains/strains. | Pulmonary, cardiovascular or skeletal conditions which have risk to be made worse as a result of compression and/or pressure, unstable, displaced fractures. Do not use if you are allergic to any of the materials contained within this product.
11-1692-4 | IsoFORM™, SIO, (L/XL) | BRACING & SUPPORTS | DONJOY | CER-DJO-011C-A, CER-PRO-253 | 0888912DJO000007976X | 00190446640189 | 47217 | Y060303 | DONJOY IsoFORM™ SIO | 13-10145 | Support | Designed to support the lower back and may be suitable for people with sacroiliac pain, dysfunction, lower back pain, sprains/strains. | Pulmonary, cardiovascular or skeletal conditions which have risk to be made worse as a result of compression and/or pressure, unstable, displaced fractures. Do not use if you are allergic to any of the materials contained within this product.
11-1693-2 | IsoFORM™, LO, (S/M) | BRACING & SUPPORTS | DONJOY | CER-DJO-011C-A, CER-PRO-253 | 0888912DJO000007986Z | 00190446640226 | 47217 | Y060308 | DONJOY IsoFORM™ LO | 13-10147 | Support | Designed to support and stabilize the lower back and may be suitable for people with; acute and chronic low back pain, lower back sprains or strains, osteoporosis, spondylolisthesis | Pregnancy and circulation, pulmonary, cardiovascular or skeletal conditions which have risk to be made worse as a result of compression and/or pressure, unstable, displaced fractures. Do not use if you are allergic to any of the materials contained within this product.
11-1693-4 | IsoFORM™, LO, (L/XL) | BRACING & SUPPORTS | DONJOY | CER-DJO-011C-A, CER-PRO-253 | 0888912DJO000007986Z | 00190446640233 | 47217 | Y060308 | DONJOY IsoFORM™ LO | 13-10147 | Support | Designed to support and stabilize the lower back and may be suitable for people with; acute and chronic low back pain, lower back sprains or strains, osteoporosis, spondylolisthesis | Pregnancy and circulation, pulmonary, cardiovascular or skeletal conditions which have risk to be made worse as a result of compression and/or pressure, unstable, displaced fractures. Do not use if you are allergic to any of the materials contained within this product.
11-1694-2 | IsoFORM™, LO+, (S/M) | BRACING & SUPPORTS | DONJOY | CER-DJO-011C-A, CER-PRO-253 | 0888912DJO0000079973 | 00190446640240 | 47217 | Y060308 | DONJOY IsoFORM™ LO+ | 13-10148 | Support | Designed to support and stabilize the lower back and may be suitable for people with; acute and chronic low back pain, lower back sprains or strains, osteoporosis, spondylolisthesis | Pregnancy and circulation, pulmonary, cardiovascular or skeletal conditions which have risk to be made worse as a result of compression and/or pressure, unstable, displaced fractures. Do not use if you are allergic to any of the materials contained within this product
11-1694-4 | IsoFORM™, LO+, (L/XL) | BRACING & SUPPORTS | DONJOY | CER-DJO-011C-A, CER-PRO-253 | 0888912DJO0000079973 | 00190446640257 | 47217 | Y060308 | DONJOY IsoFORM™ LO+ | 13-10148 | Support | Designed to support and stabilize the lower back and may be suitable for people with; acute and chronic low back pain, lower back sprains or strains, osteoporosis, spondylolisthesis | Pregnancy and circulation, pulmonary, cardiovascular or skeletal conditions which have risk to be made worse as a result of compression and/or pressure, unstable, displaced fractures. Do not use if you are allergic to any of the materials contained within this product
11-1695-2 | IsoFORM™, LSO, (S/M) | BRACING & SUPPORTS | DONJOY | CER-DJO-011C-A, CER-PRO-253 | 0888912DJO000008005T | 00190446640288 | 47217 | Y060308 | DONJOY IsoFORM™ LSO | 13-10149 | Support | Designed to support and stabilize the lower back and may be suitable for people with; acute and chronic low back pain, lower back sprains or strains, osteoporosis, spondylolisthesis | Pregnancy and circulation, pulmonary, cardiovascular or skeletal conditions which have risk to be made worse as a result of compression and/or pressure, unstable, displaced fractures. Do not use if you are allergic to any of the materials contained within this product
11-1695-4 | IsoFORM™, LSO, (L/XL) | BRACING & SUPPORTS | DONJOY | CER-DJO-011C-A, CER-PRO-253 | 0888912DJO000008005T | 00190446640295 | 47217 | Y060308 | DONJOY IsoFORM™ LSO | 13-10149 | Support | Designed to support and stabilize the lower back and may be suitable for people with; acute and chronic low back pain, lower back sprains or strains, osteoporosis, spondylolisthesis | Pregnancy and circulation, pulmonary, cardiovascular or skeletal conditions which have risk to be made worse as a result of compression and/or pressure, unstable, displaced fractures. Do not use if you are allergic to any of the materials contained within this product
11-1696-2 | IsoFORM™, LSO+, (S/M) | BRACING & SUPPORTS | DONJOY | CER-DJO-011C-A, CER-PRO-253 | 0888912DJO000008015V | 00190446640301 | 47217 | Y060308 | DONJOY IsoFORM™ LSO+ | 13-10150 | Support | Designed to support and stabilize the lower back and may be suitable for people with; acute and chronic low back pain, lower back sprains or strains, osteoporosis, spondylolisthesis | Pregnancy and circulation, pulmonary, cardiovascular or skeletal conditions which have risk to be made worse as a result of compression and/or pressure, unstable, displaced fractures. Do not use if you are allergic to any of the materials contained within this product.
11-1696-4 | IsoFORM™, LSO+, (L/XL) | BRACING & SUPPORTS | DONJOY | CER-DJO-011C-A, CER-PRO-253 | 0888912DJO000008015V | 00190446640318 | 47217 | Y060308 | DONJOY IsoFORM™ LSO+ | 13-10150 | Support | Designed to support and stabilize the lower back and may be suitable for people with acute and chronic low back pain, lower back sprains or strains, osteoporosis, spondylolisthesis | Pregnancy and circulation, pulmonary, cardiovascular or skeletal conditions which have risk to be made worse as a result of compression and/or pressure, unstable, displaced fractures. Do not use if you are allergic to any of the materials contained within this product.
11-1697-2 | IsoFORM™, Postural Extension TLSO, (S/M) | BRACING & SUPPORTS | DONJOY | CER-DJO-011C-A, CER-PRO-253 | TBD | 00190446640349 | 47217 | Y060306 | DONJOY IsoFORM™, Postural Extension | 13-10151 | Support | Designed to support and stabilize the spine and may be suitable for people with thoracic spine conditions such as kyphosis, osteoporosis, acute pain, mechanical back pain, compression fractures, strain and mild scoliosis. | Pregnancy and circulation, pulmonary, cardiovascular or skeletal conditions which pose risk to be made worse as a result of compression of the abdomen and/or pressure, unstable, displaced fractures. Do not use if you are allergic to any of the materials contained within this product.
11-1697-4 | IsoFORM™, Postural Extension TLSO, (L/XL) | BRACING & SUPPORTS | DONJOY | CER-DJO-011C-A, CER-PRO-253 | TBD | 00190446640356 | 47217 | Y060306 | DONJOY IsoFORM™, Postural Extension | 13-10151 | Support | Designed to support and stabilize the spine and may be suitable for people with thoracic spine conditions such as kyphosis, osteoporosis, acute pain, mechanical back pain, compression fractures, strain and mild scoliosis. | Pregnancy and circulation, pulmonary, cardiovascular or skeletal conditions which pose risk to be made worse as a result of compression of the abdomen and/or pressure, unstable, displaced fractures. Do not use if you are allergic to any of the materials contained within this product.
11-1698-2 | IsoFORM™, TLSO, (S/M) | BRACING & SUPPORTS | DONJOY | CER-DJO-011C-A, CER-PRO-253 | TBD | 00190446640394 | 47217 | Y060306 | DONJOY IsoFORM™, TLSO | 13-10152 | Support | Designed to support and stabilize the spine for acute pain relief through postural extension alignment and may be suitable for people with compression fractures of the thoracic spine, osteoporosis, Thoracic mechanical back pain and Kyphosis. | Pregnancy and circulation, pulmonary, cardiovascular or skeletal conditions which have risk to be made worse as a result of compression and/or pressure, unstable, displaced fractures. Do not use if you are allergic to any of the materials contained within this product
11-1698-4 | IsoFORM™, TLSO, (L/XL) | BRACING & SUPPORTS | DONJOY | CER-DJO-011C-A, CER-PRO-253 | TBD | 00190446640400 | 47217 | Y060306 | DONJOY IsoFORM™, TLSO | 13-10152 | Support | Designed to support and stabilize the spine for acute pain relief through postural extension alignment and may be suitable for people with compression fractures of the thoracic spine, osteoporosis, Thoracic mechanical back pain and Kyphosis. | Pregnancy and circulation, pulmonary, cardiovascular or skeletal conditions which have risk to be made worse as a result of compression and/or pressure, unstable, displaced fractures. Do not use if you are allergic to any of the materials contained within this product
82-0050-1 | LADYSTRAP LUMBAR SUPPORT 21CM SIZE XS | BRACING & SUPPORTS | DONJOY | CER-DJO-011C-A, CER-PRO-166 | 0888912DJO000002755U | 00190446750390 | 41442 | Y060308 | LadyStrap | 13-4434 | Support | The DonJoy LadyStrap is designed to provide support and stabilization of the lumbar spine and relief of low back pain. Soft-good/semi-rigid designed to restrict motion through elastic or semi-rigid construction. Indications: all indications requiring support and stabilization of the lumbar spine, such as: - Acute lower back pain - Back pain prevention, return to activities - Back sprain - Muscular weakness - Lumbar disc diseases (conservative treatment) | • Any known allergies to the medical device materials.
82-0050-2 | LADYSTRAP LUMBAR SUPPORT 21CM SIZE S | BRACING & SUPPORTS | DONJOY | CER-DJO-011C-A, CER-PRO-166 | 0888912DJO000002755U | 00190446750406 | 41442 | Y060308 | LadyStrap | 13-4434 | Support | The DonJoy LadyStrap is designed to provide support and stabilization of the lumbar spine and relief of low back pain. Soft-good/semi-rigid designed to restrict motion through elastic or semi-rigid construction. Indications: all indications requiring support and stabilization of the lumbar spine, such as: - Acute lower back pain - Back pain prevention, return to activities - Back sprain - Muscular weakness - Lumbar disc diseases (conservative treatment) | • Any known allergies to the medical device materials.
82-0050-3 | LADYSTRAP LUMBAR SUPPORT 21CM SIZE M | BRACING & SUPPORTS | DONJOY | CER-DJO-011C-A, CER-PRO-166 | 0888912DJO000002755U | 00190446750413 | 41442 | Y060308 | LadyStrap | 13-4434 | Support | The DonJoy LadyStrap is designed to provide support and stabilization of the lumbar spine and relief of low back pain. Soft-good/semi-rigid designed to restrict motion through elastic or semi-rigid construction. Indications: all indications requiring support and stabilization of the lumbar spine, such as: - Acute lower back pain - Back pain prevention, return to activities - Back sprain - Muscular weakness - Lumbar disc diseases (conservative treatment) | • Any known allergies to the medical device materials.
82-0050-4 | LADYSTRAP LUMBAR SUPPORT 21CM SIZE L | BRACING & SUPPORTS | DONJOY | CER-DJO-011C-A, CER-PRO-166 | 0888912DJO000002755U | 00190446750420 | 41442 | Y060308 | LadyStrap | 13-4434 | Support | The DonJoy LadyStrap is designed to provide support and stabilization of the lumbar spine and relief of low back pain. Soft-good/semi-rigid designed to restrict motion through elastic or semi-rigid construction. Indications: all indications requiring support and stabilization of the lumbar spine, such as: - Acute lower back pain - Back pain prevention, return to activities - Back sprain - Muscular weakness - Lumbar disc diseases (conservative treatment) | • Any known allergies to the medical device materials.
82-0050-5 | LADYSTRAP LUMBAR SUPPORT 21CM SIZE XL | BRACING & SUPPORTS | DONJOY | CER-DJO-011C-A, CER-PRO-166 | 0888912DJO000002755U | 00190446750437 | 41442 | Y060308 | LadyStrap | 13-4434 | Support | The DonJoy LadyStrap is designed to provide support and stabilization of the lumbar spine and relief of low back pain. Soft-good/semi-rigid designed to restrict motion through elastic or semi-rigid construction. Indications: all indications requiring support and stabilization of the lumbar spine, such as: - Acute lower back pain - Back pain prevention, return to activities - Back sprain - Muscular weakness - Lumbar disc diseases (conservative treatment) | • Any known allergies to the medical device materials.
82-0051-1 | LADYSTRAP LUMBAR SUPPORT 26CM SIZE XS | BRACING & SUPPORTS | DONJOY | CER-DJO-011C-A, CER-PRO-166 | 0888912DJO000002755U | 00190446750444 | 41442 | Y060308 | LadyStrap | 13-4434 | Support | The DonJoy LadyStrap is designed to provide support and stabilization of the lumbar spine and relief of low back pain. Soft-good/semi-rigid designed to restrict motion through elastic or semi-rigid construction. Indications: all indications requiring support and stabilization of the lumbar spine, such as: - Acute lower back pain - Back pain prevention, return to activities - Back sprain - Muscular weakness - Lumbar disc diseases (conservative treatment) | • Any known allergies to the medical device materials.
82-0051-2 | LADYSTRAP LUMBAR SUPPORT 26CM SIZE S | BRACING & SUPPORTS | DONJOY | CER-DJO-011C-A, CER-PRO-166 | 0888912DJO000002755U | 00190446750451 | 41442 | Y060308 | LadyStrap | 13-4434 | Support | The DonJoy LadyStrap is designed to provide support and stabilization of the lumbar spine and relief of low back pain. Soft-good/semi-rigid designed to restrict motion through elastic or semi-rigid construction. Indications: all indications requiring support and stabilization of the lumbar spine, such as: - Acute lower back pain - Back pain prevention, return to activities - Back sprain - Muscular weakness - Lumbar disc diseases (conservative treatment) | • Any known allergies to the medical device materials.
82-0051-3 | LADYSTRAP LUMBAR SUPPORT 26CM SIZE M | BRACING & SUPPORTS | DONJOY | CER-DJO-011C-A, CER-PRO-166 | 0888912DJO000002755U | 00190446750468 | 41442 | Y060308 | LadyStrap | 13-4434 | Support | The DonJoy LadyStrap is designed to provide support and stabilization of the lumbar spine and relief of low back pain. Soft-good/semi-rigid designed to restrict motion through elastic or semi-rigid construction. Indications: all indications requiring support and stabilization of the lumbar spine, such as: - Acute lower back pain - Back pain prevention, return to activities - Back sprain - Muscular weakness - Lumbar disc diseases (conservative treatment) | • Any known allergies to the medical device materials.
82-0051-4 | LADYSTRAP LUMBAR SUPPORT 26CM SIZE L | BRACING & SUPPORTS | DONJOY | CER-DJO-011C-A, CER-PRO-166 | 0888912DJO000002755U | 00190446750475 | 41442 | Y060308 | LadyStrap | 13-4434 | Support | The DonJoy LadyStrap is designed to provide support and stabilization of the lumbar spine and relief of low back pain. Soft-good/semi-rigid designed to restrict motion through elastic or semi-rigid construction. Indications: all indications requiring support and stabilization of the lumbar spine, such as: - Acute lower back pain - Back pain prevention, return to activities - Back sprain - Muscular weakness - Lumbar disc diseases (conservative treatment) | • Any known allergies to the medical device materials.
82-0051-5 | LADYSTRAP LUMBAR SUPPORT 26CM SIZE XL | BRACING & SUPPORTS | DONJOY | CER-DJO-011C-A, CER-PRO-166 | 0888912DJO000002755U | 00190446750482 | 41442 | Y060308 | LadyStrap | 13-4434 | Support | The DonJoy LadyStrap is designed to provide support and stabilization of the lumbar spine and relief of low back pain. Soft-good/semi-rigid designed to restrict motion through elastic or semi-rigid construction. Indications: all indications requiring support and stabilization of the lumbar spine, such as: - Acute lower back pain - Back pain prevention, return to activities - Back sprain - Muscular weakness - Lumbar disc diseases (conservative treatment) | • Any known allergies to the medical device materials.
82-0055-1 | DONJOY LUMBOSTRAP 35CM, SIZE XS | BRACING & SUPPORTS | DONJOY | CER-DJO-011C-A, CER-PRO-167 | 0888912DJO000002755U 0888912DJO000082547C | 00190446771395 | 41442 | Y060399 | Lumbostrap 35 | 13-2255 | Support | DonJoy Lumbostrap 35 is designed to support and stabilize the lumbar spine. • Stable vertebral fractures of the dorso-lumbar tract • Post-operative recovery • Results of vertebral collapse (most common indication), that requires a very long usage (up to 12 months) • Lumbalgia • Sciatic lumbalgia and lumbar cruralgia • Spondylarthrosis and lumbar discopathies • Minor trauma to the lumbosacral column and paravertebral lumbar contractures • Treatment of fracture of transverse processes • Degenerative lumbar scoliosis • Spondylosis with or without vertebral listhesis | Pregnancy and circulation, pulmonary, cardiovascular or skeletal conditions which pose risk to be made worse as a result of compression of the abdomen and/or pressure, unstable, displaced fractures. Do not use if you are allergic to any of the materials contained within this product.
82-0055-2 | DONJOY LUMBOSTRAP 35CM, SIZE S | BRACING & SUPPORTS | DONJOY | CER-DJO-011C-A, CER-PRO-167 | 0888912DJO000002755U 0888912DJO000082547C | 00190446771463 | 41442 | Y060399 | Lumbostrap 35 | 13-2255 | Support | DonJoy Lumbostrap 35 is designed to support and stabilize the lumbar spine. • Stable vertebral fractures of the dorso-lumbar tract • Post-operative recovery • Results of vertebral collapse (most common indication), that requires a very long usage (up to 12 months) • Lumbalgia • Sciatic lumbalgia and lumbar cruralgia • Spondylarthrosis and lumbar discopathies • Minor trauma to the lumbosacral column and paravertebral lumbar contractures • Treatment of fracture of transverse processes • Degenerative lumbar scoliosis • Spondylosis with or without vertebral listhesis | Pregnancy and circulation, pulmonary, cardiovascular or skeletal conditions which pose risk to be made worse as a result of compression of the abdomen and/or pressure, unstable, displaced fractures. Do not use if you are allergic to any of the materials contained within this product.
82-0055-3 | DONJOY LUMBOSTRAP 35CM, SIZE M | BRACING & SUPPORTS | DONJOY | CER-DJO-011C-A, CER-PRO-167 | 0888912DJO000002755U 0888912DJO000082547C | 00190446771470 | 41442 | Y060399 | Lumbostrap 35 | 13-2255 | Support | DonJoy Lumbostrap 35 is designed to support and stabilize the lumbar spine. • Stable vertebral fractures of the dorso-lumbar tract • Post-operative recovery • Results of vertebral collapse (most common indication), that requires a very long usage (up to 12 months) • Lumbalgia • Sciatic lumbalgia and lumbar cruralgia • Spondylarthrosis and lumbar discopathies • Minor trauma to the lumbosacral column and paravertebral lumbar contractures • Treatment of fracture of transverse processes • Degenerative lumbar scoliosis • Spondylosis with or without vertebral listhesis | Pregnancy and circulation, pulmonary, cardiovascular or skeletal conditions which pose risk to be made worse as a result of compression of the abdomen and/or pressure, unstable, displaced fractures. Do not use if you are allergic to any of the materials contained within this product.
82-0055-4 | DONJOY LUMBOSTRAP 35CM, SIZE L | BRACING & SUPPORTS | DONJOY | CER-DJO-011C-A, CER-PRO-167 | 0888912DJO000002755U 0888912DJO000082547C | 00190446771487 | 41442 | Y060399 | Lumbostrap 35 | 13-2255 | Support | DonJoy Lumbostrap 35 is designed to support and stabilize the lumbar spine. • Stable vertebral fractures of the dorso-lumbar tract • Post-operative recovery • Results of vertebral collapse (most common indication), that requires a very long usage (up to 12 months) • Lumbalgia • Sciatic lumbalgia and lumbar cruralgia • Spondylarthrosis and lumbar discopathies • Minor trauma to the lumbosacral column and paravertebral lumbar contractures • Treatment of fracture of transverse processes • Degenerative lumbar scoliosis • Spondylosis with or without vertebral listhesis | Pregnancy and circulation, pulmonary, cardiovascular or skeletal conditions which pose risk to be made worse as a result of compression of the abdomen and/or pressure, unstable, displaced fractures. Do not use if you are allergic to any of the materials contained within this product.
82-0055-5 | DONJOY LUMBOSTRAP 35CM, SIZE XL | BRACING & SUPPORTS | DONJOY | CER-DJO-011C-A, CER-PRO-167 | 0888912DJO000002755U 0888912DJO000082547C | 00190446771494 | 41442 | Y060399 | Lumbostrap 35 | 13-2255 | Support | DonJoy Lumbostrap 35 is designed to support and stabilize the lumbar spine. • Stable vertebral fractures of the dorso-lumbar tract • Post-operative recovery • Results of vertebral collapse (most common indication), that requires a very long usage (up to 12 months) • Lumbalgia • Sciatic lumbalgia and lumbar cruralgia • Spondylarthrosis and lumbar discopathies • Minor trauma to the lumbosacral column and paravertebral lumbar contractures • Treatment of fracture of transverse processes • Degenerative lumbar scoliosis • Spondylosis with or without vertebral listhesis | Pregnancy and circulation, pulmonary, cardiovascular or skeletal conditions which pose risk to be made worse as a result of compression of the abdomen and/or pressure, unstable, displaced fractures. Do not use if you are allergic to any of the materials contained within this product.
82-0055-6 | DONJOY LUMBOSTRAP 35CM, SIZE XXL | BRACING & SUPPORTS | DONJOY | CER-DJO-011C-A, CER-PRO-167 | 0888912DJO000002755U 0888912DJO000082547C | 00190446771500 | 41442 | Y060399 | Lumbostrap 35 | 13-2255 | Support | DonJoy Lumbostrap 35 is designed to support and stabilize the lumbar spine. • Stable vertebral fractures of the dorso-lumbar tract • Post-operative recovery • Results of vertebral collapse (most common indication), that requires a very long usage (up to 12 months) • Lumbalgia • Sciatic lumbalgia and lumbar cruralgia • Spondylarthrosis and lumbar discopathies • Minor trauma to the lumbosacral column and paravertebral lumbar contractures • Treatment of fracture of transverse processes • Degenerative lumbar scoliosis • Spondylosis with or without vertebral listhesis | Pregnancy and circulation, pulmonary, cardiovascular or skeletal conditions which pose risk to be made worse as a result of compression of the abdomen and/or pressure, unstable, displaced fractures. Do not use if you are allergic to any of the materials contained within this product.
82-0056-1 | DONJOY DORSOSTRAP 55CM SIZE XS | BRACING & SUPPORTS | DONJOY | CER-DJO-011C-A, CER-PRO-167 | 0888912DJO000082557E | 00190446771401 | 41442 | Y060399 | Dorsostrap 55 | 13-2356 | Support | DonJoy Lumbostrap 35 is designed to support and stabilize the lumbar spine. • Stable vertebral fractures of the dorso-lumbar tract • Post-operative recovery • Results of vertebral collapse (most common indication), that requires a very long usage (up to 12 months) • Lumbalgia • Sciatic lumbalgia and lumbar cruralgia • Spondylarthrosis and lumbar discopathies • Minor trauma to the lumbosacral column and paravertebral lumbar contractures • Treatment of fracture of transverse processes • Degenerative lumbar scoliosis • Spondylosis with or without vertebral listhesis | Pregnancy and circulation, pulmonary, cardiovascular or skeletal conditions which pose risk to be made worse as a result of compression of the abdomen and/or pressure, unstable, displaced fractures. Do not use if you are allergic to any of the materials contained within this product.
82-0056-2 | DONJOY DORSOSTRAP 55CM SIZE S | BRACING & SUPPORTS | DONJOY | CER-DJO-011C-A, CER-PRO-167 | 0888912DJO000082557E | 00190446771418 | 41442 | Y060399 | Dorsostrap 55 | 13-2356 | Support | DonJoy Lumbostrap 35 is designed to support and stabilize the lumbar spine. • Stable vertebral fractures of the dorso-lumbar tract • Post-operative recovery • Results of vertebral collapse (most common indication), that requires a very long usage (up to 12 months) • Lumbalgia • Sciatic lumbalgia and lumbar cruralgia • Spondylarthrosis and lumbar discopathies • Minor trauma to the lumbosacral column and paravertebral lumbar contractures • Treatment of fracture of transverse processes • Degenerative lumbar scoliosis • Spondylosis with or without vertebral listhesis | Pregnancy and circulation, pulmonary, cardiovascular or skeletal conditions which pose risk to be made worse as a result of compression of the abdomen and/or pressure, unstable, displaced fractures. Do not use if you are allergic to any of the materials contained within this product.
82-0056-3 | DONJOY DORSOSTRAP 55CM SIZE M | BRACING & SUPPORTS | DONJOY | CER-DJO-011C-A, CER-PRO-167 | 0888912DJO000082557E | 00190446771425 | 41442 | Y060399 | Dorsostrap 55 | 13-2356 | Support | DonJoy Lumbostrap 35 is designed to support and stabilize the lumbar spine. • Stable vertebral fractures of the dorso-lumbar tract • Post-operative recovery • Results of vertebral collapse (most common indication), that requires a very long usage (up to 12 months) • Lumbalgia • Sciatic lumbalgia and lumbar cruralgia • Spondylarthrosis and lumbar discopathies • Minor trauma to the lumbosacral column and paravertebral lumbar contractures • Treatment of fracture of transverse processes • Degenerative lumbar scoliosis • Spondylosis with or without vertebral listhesis | Pregnancy and circulation, pulmonary, cardiovascular or skeletal conditions which pose risk to be made worse as a result of compression of the abdomen and/or pressure, unstable, displaced fractures. Do not use if you are allergic to any of the materials contained within this product.
82-0056-4 | DONJOY DORSOSTRAP SUPPORT 55CM SIZE L | BRACING & SUPPORTS | DONJOY | CER-DJO-011C-A, CER-PRO-167 | 0888912DJO000082557E | 00190446771432 | 41442 | Y060399 | Dorsostrap 55 | 13-2356 | Support | DonJoy Lumbostrap 35 is designed to support and stabilize the lumbar spine. • Stable vertebral fractures of the dorso-lumbar tract • Post-operative recovery • Results of vertebral collapse (most common indication), that requires a very long usage (up to 12 months) • Lumbalgia • Sciatic lumbalgia and lumbar cruralgia • Spondylarthrosis and lumbar discopathies • Minor trauma to the lumbosacral column and paravertebral lumbar contractures • Treatment of fracture of transverse processes • Degenerative lumbar scoliosis • Spondylosis with or without vertebral listhesis | Pregnancy and circulation, pulmonary, cardiovascular or skeletal conditions which pose risk to be made worse as a result of compression of the abdomen and/or pressure, unstable, displaced fractures. Do not use if you are allergic to any of the materials contained within this product.
82-0056-5 | DONJOY DORSOSTRAP 55CM SIZE XL | BRACING & SUPPORTS | DONJOY | CER-DJO-011C-A, CER-PRO-167 | 0888912DJO000082557E | 00190446771449 | 41442 | Y060399 | Dorsostrap 55 | 13-2356 | Support | DonJoy Lumbostrap 35 is designed to support and stabilize the lumbar spine. • Stable vertebral fractures of the dorso-lumbar tract • Post-operative recovery • Results of vertebral collapse (most common indication), that requires a very long usage (up to 12 months) • Lumbalgia • Sciatic lumbalgia and lumbar cruralgia • Spondylarthrosis and lumbar discopathies • Minor trauma to the lumbosacral column and paravertebral lumbar contractures • Treatment of fracture of transverse processes • Degenerative lumbar scoliosis • Spondylosis with or without vertebral listhesis | Pregnancy and circulation, pulmonary, cardiovascular or skeletal conditions which pose risk to be made worse as a result of compression of the abdomen and/or pressure, unstable, displaced fractures. Do not use if you are allergic to any of the materials contained within this product.
82-0056-6 | DONJOY DORSOSTRAP SUPPORT 55CM SIZE XXL | BRACING & SUPPORTS | DONJOY | CER-DJO-011C-A, CER-PRO-167 | 0888912DJO000082557E | 00190446771456 | 41442 | Y060399 | Dorsostrap 55 | 13-2356 | Support | DonJoy Lumbostrap 35 is designed to support and stabilize the lumbar spine. • Stable vertebral fractures of the dorso-lumbar tract • Post-operative recovery • Results of vertebral collapse (most common indication), that requires a very long usage (up to 12 months) • Lumbalgia • Sciatic lumbalgia and lumbar cruralgia • Spondylarthrosis and lumbar discopathies • Minor trauma to the lumbosacral column and paravertebral lumbar contractures • Treatment of fracture of transverse processes • Degenerative lumbar scoliosis • Spondylosis with or without vertebral listhesis | Pregnancy and circulation, pulmonary, cardiovascular or skeletal conditions which pose risk to be made worse as a result of compression of the abdomen and/or pressure, unstable, displaced fractures. Do not use if you are allergic to any of the materials contained within this product.
82-0057-1 | DONJOY SPINOSTRAP, SIZE S | BRACING & SUPPORTS | DONJOY | CER-DJO-PRO-167 A | 0888912DJO000083387K | 00190446773573 | 41442 | Y060399 | SPINOSTRAP | 13-00287 | Compression: Providing mild compression of limb or body segment through elastic construction. Support: Soft-good/Semi-rigid designed to restrict motion through elastic or semi-rigid construction. Immobilization: Providing immobilization or controlled movement of the body segment. Protection: Providing mild protection of the body segment for acute and prophylactic care. | DonJoy® Spinostrap is designed to provide support and stabilization and partial immobilization (restriction of movement) of the spine. • Support of stable spinal fractures • Relief of pain and facilitation of correction of postural dysfunction from dorsal hyper-kyphosis • Postural dysfunction associated with conditions such as Parkinsons disease • Straightening and support of the spine in the case of muscular insufficiency/weakness • Pain relief and support of spinal osteoarthritis | Do not use if you are allergic to any of the materials contained within this product. Peripheral arterial diseasesdisease The device must not press on any part of the body that is injured, swollen, or inflamed. Impaired lymphatic drainage or soft tissue swelling of unknown origin
82-0057-2 | DONJOY SPINOSTRAP, SIZE M | BRACING & SUPPORTS | DONJOY | CER-PRO-167 SEMI-REGID CORSET | 0888912DJO000083387K | 00190446773580 | 41442 | Y060400 | SPINOSTRAP | 13-00287 | Compression: Providing mild compression of limb or body segment through elastic construction. Support: Soft-good/Semi-rigid designed to restrict motion through elastic or semi-rigid construction. Immobilization: Providing immobilization or controlled movement of the body segment. Protection: Providing mild protection of the body segment for acute and prophylactic care. | DonJoy® Spinostrap is designed to provide support and stabilization and partial immobilization (restriction of movement) of the spine. • Support of stable spinal fractures • Relief of pain and facilitation of correction of postural dysfunction from dorsal hyper-kyphosis • Postural dysfunction associated with conditions such as Parkinsons disease • Straightening and support of the spine in the case of muscular insufficiency/weakness • Pain relief and support of spinal osteoarthritis | Do not use if you are allergic to any of the materials contained within this product. Peripheral arterial diseasesdisease The device must not press on any part of the body that is injured, swollen, or inflamed. Impaired lymphatic drainage or soft tissue swelling of unknown origin
82-0057-3 | DONJOY SPINOSTRAP, SIZE L | BRACING & SUPPORTS | DONJOY | CER-PRO-167 SEMI-REGID CORSET | 0888912DJO000083387K | 00190446773597 | 41442 | Y060401 | SPINOSTRAP | 13-00287 | Compression: Providing mild compression of limb or body segment through elastic construction. Support: Soft-good/Semi-rigid designed to restrict motion through elastic or semi-rigid construction. Immobilization: Providing immobilization or controlled movement of the body segment. Protection: Providing mild protection of the body segment for acute and prophylactic care. | DonJoy® Spinostrap is designed to provide support and stabilization and partial immobilization (restriction of movement) of the spine. • Support of stable spinal fractures • Relief of pain and facilitation of correction of postural dysfunction from dorsal hyper-kyphosis • Postural dysfunction associated with conditions such as Parkinsons disease • Straightening and support of the spine in the case of muscular insufficiency/weakness • Pain relief and support of spinal osteoarthritis | Do not use if you are allergic to any of the materials contained within this product. Peripheral arterial diseasesdisease The device must not press on any part of the body that is injured, swollen, or inflamed. Impaired lymphatic drainage or soft tissue swelling of unknown origin
82-0058-2 | LUMBOFORCE SACRO H15CM SIZE S | BRACING & SUPPORTS | DONJOY | CER-DJO-PRBR2252 | 0888912DJO0000839885 | 00190446779117 | 33031 | Y060308 | DONJOY® Lumboforce® | 13-00080 | PERFORMANCE CHARACTERISTICS • Providing support and stabilization to the limb or body segment. • Providing partial immobilization or controlled movement to the limb or body segment. • Providing mild protection of a limb or body segment for acute and prophylactic care. | The DonJoy® LumboForce SACRO is designed to stabilise and support the pelvis and lower back and to help relieve pain in the sacroiliac (SI Joint) and pelvis. • Provide stabilization and pain relief following trauma to the symphysis/iliosacral joint • Symphysis insufficiency • Structural loosening of the sacro-iliac joint | If you have skin disorders/injuries in the relevant part of the body, the product should be fitted and worn only after consultation with a medical professional. Do not use if you are allergic to any of the materials contained within this product
82-0058-3 | LUMBOFORCE SACRO H15CM SIZE M | BRACING & SUPPORTS | DONJOY | CER-PRBR2252 | 0888912DJO0000839885 | 00190446779124 | 33031 | Y060308 | DONJOY® Lumboforce® | 13-00080 | PERFORMANCE CHARACTERISTICS • Providing support and stabilization to the limb or body segment. • Providing partial immobilization or controlled movement to the limb or body segment. • Providing mild protection of a limb or body segment for acute and prophylactic care. | The DonJoy® LumboForce SACRO is designed to stabilise and support the pelvis and lower back and to help relieve pain in the sacroiliac (SI Joint) and pelvis. • Provide stabilization and pain relief following trauma to the symphysis/iliosacral joint • Symphysis insufficiency • Structural loosening of the sacro-iliac joint | If you have skin disorders/injuries in the relevant part of the body, the product should be fitted and worn only after consultation with a medical professional. Do not use if you are allergic to any of the materials contained within this product
82-0058-4 | LUMBOFORCE SACRO H15CM SIZE L | BRACING & SUPPORTS | DONJOY | CER-PRBR2252 | 0888912DJO0000839885 | 00190446779131 | 33031 | Y060308 | DONJOY® Lumboforce® | 13-00080 | PERFORMANCE CHARACTERISTICS • Providing support and stabilization to the limb or body segment. • Providing partial immobilization or controlled movement to the limb or body segment. • Providing mild protection of a limb or body segment for acute and prophylactic care. | The DonJoy® LumboForce SACRO is designed to stabilise and support the pelvis and lower back and to help relieve pain in the sacroiliac (SI Joint) and pelvis. • Provide stabilization and pain relief following trauma to the symphysis/iliosacral joint • Symphysis insufficiency • Structural loosening of the sacro-iliac joint | If you have skin disorders/injuries in the relevant part of the body, the product should be fitted and worn only after consultation with a medical professional. Do not use if you are allergic to any of the materials contained within this product
82-0058-5 | LUMBOFORCE SACRO H15CM SIZE XL | BRACING & SUPPORTS | DONJOY | CER-PRBR2252 | 0888912DJO0000839885 | 00190446779148 | 33031 | Y060308 | DONJOY® Lumboforce® | 13-00080 | PERFORMANCE CHARACTERISTICS • Providing support and stabilization to the limb or body segment. • Providing partial immobilization or controlled movement to the limb or body segment. • Providing mild protection of a limb or body segment for acute and prophylactic care. | The DonJoy® LumboForce SACRO is designed to stabilise and support the pelvis and lower back and to help relieve pain in the sacroiliac (SI Joint) and pelvis. • Provide stabilization and pain relief following trauma to the symphysis/iliosacral joint • Symphysis insufficiency • Structural loosening of the sacro-iliac joint | If you have skin disorders/injuries in the relevant part of the body, the product should be fitted and worn only after consultation with a medical professional. Do not use if you are allergic to any of the materials contained within this product
82-0058-6 | LUMBOFORCE SACRO H15CM SIZE XXL | BRACING & SUPPORTS | DONJOY | CER-PRBR2252 | 0888912DJO0000839885 | 00190446779155 | 33031 | Y060308 | DONJOY® Lumboforce® | 13-00080 | PERFORMANCE CHARACTERISTICS • Providing support and stabilization to the limb or body segment. • Providing partial immobilization or controlled movement to the limb or body segment. • Providing mild protection of a limb or body segment for acute and prophylactic care. | The DonJoy® LumboForce SACRO is designed to stabilise and support the pelvis and lower back and to help relieve pain in the sacroiliac (SI Joint) and pelvis. • Provide stabilization and pain relief following trauma to the symphysis/iliosacral joint • Symphysis insufficiency • Structural loosening of the sacro-iliac joint | If you have skin disorders/injuries in the relevant part of the body, the product should be fitted and worn only after consultation with a medical professional. Do not use if you are allergic to any of the materials contained within this product
82-0058-7 | LUMBOFORCE SACRO H15CM SIZE XXXL | BRACING & SUPPORTS | DONJOY | CER-PRBR2252 | 0888912DJO0000839885 | 00190446779162 | 33031 | Y060308 | DONJOY® Lumboforce® | 13-00080 | PERFORMANCE CHARACTERISTICS • Providing support and stabilization to the limb or body segment. • Providing partial immobilization or controlled movement to the limb or body segment. • Providing mild protection of a limb or body segment for acute and prophylactic care. | The DonJoy® LumboForce SACRO is designed to stabilise and support the pelvis and lower back and to help relieve pain in the sacroiliac (SI Joint) and pelvis. • Provide stabilization and pain relief following trauma to the symphysis/iliosacral joint • Symphysis insufficiency • Structural loosening of the sacro-iliac joint | If you have skin disorders/injuries in the relevant part of the body, the product should be fitted and worn only after consultation with a medical professional. Do not use if you are allergic to any of the materials contained within this product
82-0059-2 | LUMBOFORCE 1 H24CM SIZE S | BRACING & SUPPORTS | DONJOY | CER-PRBR2252 | 0888912DJO0000839987 | 00190446779179 | 33031 | Y060308 | DONJOY® Lumboforce® | 13-00082 | PERFORMANCE CHARACTERISTICS • Providing support and stabilization to the limb or body segment. • Providing partial immobilization or controlled movement to the limb or body segment. • Providing mild protection of a limb or body segment for acute and prophylactic care. | NTENDED USE/INDICATIONS The DonJoy® LumboForce 1 is designed to stabilize and support the spine with pressure distribution through the back pad and for pain relief. • Lumbalgia • Osteochondrosis • Spondylarthrosis | If you have skin disorders/injuries in the relevant part of the body, the product should be fitted and worn only after consultation with a medical professional. Do not use if you are allergic to any of the materials contained within this product
82-0059-3 | LUMBOFORCE 1 H24CM SIZE M | BRACING & SUPPORTS | DONJOY | CER-PRBR2252 | 0888912DJO0000839987 | 00190446779186 | 33031 | Y060308 | DONJOY® Lumboforce® | 13-00082 | PERFORMANCE CHARACTERISTICS • Providing support and stabilization to the limb or body segment. • Providing partial immobilization or controlled movement to the limb or body segment. • Providing mild protection of a limb or body segment for acute and prophylactic care. | NTENDED USE/INDICATIONS The DonJoy® LumboForce 1 is designed to stabilize and support the spine with pressure distribution through the back pad and for pain relief. • Lumbalgia • Osteochondrosis • Spondylarthrosis | If you have skin disorders/injuries in the relevant part of the body, the product should be fitted and worn only after consultation with a medical professional. Do not use if you are allergic to any of the materials contained within this product
82-0059-4 | LUMBOFORCE 1 H24CM SIZE L | BRACING & SUPPORTS | DONJOY | CER-PRBR2252 | 0888912DJO0000839987 | 00190446779193 | 33031 | Y060308 | DONJOY® Lumboforce® | 13-00082 | PERFORMANCE CHARACTERISTICS • Providing support and stabilization to the limb or body segment. • Providing partial immobilization or controlled movement to the limb or body segment. • Providing mild protection of a limb or body segment for acute and prophylactic care. | NTENDED USE/INDICATIONS The DonJoy® LumboForce 1 is designed to stabilize and support the spine with pressure distribution through the back pad and for pain relief. • Lumbalgia • Osteochondrosis • Spondylarthrosis | If you have skin disorders/injuries in the relevant part of the body, the product should be fitted and worn only after consultation with a medical professional. Do not use if you are allergic to any of the materials contained within this product
82-0059-5 | LUMBOFORCE 1 H24CM SIZE XL | BRACING & SUPPORTS | DONJOY | CER-PRBR2252 | 0888912DJO0000839987 | 00190446779209 | 33031 | Y060308 | DONJOY® Lumboforce® | 13-00082 | PERFORMANCE CHARACTERISTICS • Providing support and stabilization to the limb or body segment. • Providing partial immobilization or controlled movement to the limb or body segment. • Providing mild protection of a limb or body segment for acute and prophylactic care. | NTENDED USE/INDICATIONS The DonJoy® LumboForce 1 is designed to stabilize and support the spine with pressure distribution through the back pad and for pain relief. • Lumbalgia • Osteochondrosis • Spondylarthrosis | If you have skin disorders/injuries in the relevant part of the body, the product should be fitted and worn only after consultation with a medical professional. Do not use if you are allergic to any of the materials contained within this product
82-0059-6 | LUMBOFORCE 1 H24CM SIZE XXL | BRACING & SUPPORTS | DONJOY | CER-PRBR2252 | 0888912DJO0000839987 | 00190446779216 | 33031 | Y060308 | DONJOY® Lumboforce® | 13-00082 | PERFORMANCE CHARACTERISTICS • Providing support and stabilization to the limb or body segment. • Providing partial immobilization or controlled movement to the limb or body segment. • Providing mild protection of a limb or body segment for acute and prophylactic care. | NTENDED USE/INDICATIONS The DonJoy® LumboForce 1 is designed to stabilize and support the spine with pressure distribution through the back pad and for pain relief. • Lumbalgia • Osteochondrosis • Spondylarthrosis | If you have skin disorders/injuries in the relevant part of the body, the product should be fitted and worn only after consultation with a medical professional. Do not use if you are allergic to any of the materials contained within this product
82-0059-7 | LUMBOFORCE 1 H24CM SIZE XXXL | BRACING & SUPPORTS | DONJOY | CER-PRBR2252 | 0888912DJO0000839987 | 00190446779223 | 33031 | Y060308 | DONJOY® Lumboforce® | 13-00082 | PERFORMANCE CHARACTERISTICS • Providing support and stabilization to the limb or body segment. • Providing partial immobilization or controlled movement to the limb or body segment. • Providing mild protection of a limb or body segment for acute and prophylactic care. | NTENDED USE/INDICATIONS The DonJoy® LumboForce 1 is designed to stabilize and support the spine with pressure distribution through the back pad and for pain relief. • Lumbalgia • Osteochondrosis • Spondylarthrosis | If you have skin disorders/injuries in the relevant part of the body, the product should be fitted and worn only after consultation with a medical professional. Do not use if you are allergic to any of the materials contained within this product
82-0060-2 | LUMBOFORCE 2 H26CM SIZE S | BRACING & SUPPORTS | DONJOY | CER-PRBR2252 | 0888912DJO000084006X | 00190446779230 | 33031 | Y060308 | DONJOY® Lumboforce® | 13-00084 | PERFORMANCE CHARACTERISTICS • Providing support and stabilization to the limb or body segment. • Providing partial immobilization or controlled movement to the limb or body segment. • Providing mild protection of a limb or body segment for acute and prophylactic care | he DonJoy® LumboForce SACRO is designed to stabilise and support the pelvis and lower back and to help relieve pain in the sacroiliac (SI Joint) and pelvis. • Provide stabilization and pain relief following trauma to the symphysis/iliosacral joint • Symphysis insufficiency • Structural loosening of the sacro-iliac joint | If you have skin disorders/injuries in the relevant part of the body, the product should be fitted and worn only after consultation with a medical professional. Do not use if you are allergic to any of the materials contained within this product
82-0060-3 | LUMBOFORCE 2 H26CM SIZE M | BRACING & SUPPORTS | DONJOY | CER-PRBR2252 | 0888912DJO000084006X | 00190446779247 | 33031 | Y060308 | DONJOY® Lumboforce® | 13-00084 | PERFORMANCE CHARACTERISTICS • Providing support and stabilization to the limb or body segment. • Providing partial immobilization or controlled movement to the limb or body segment. • Providing mild protection of a limb or body segment for acute and prophylactic care | he DonJoy® LumboForce SACRO is designed to stabilise and support the pelvis and lower back and to help relieve pain in the sacroiliac (SI Joint) and pelvis. • Provide stabilization and pain relief following trauma to the symphysis/iliosacral joint • Symphysis insufficiency • Structural loosening of the sacro-iliac joint | If you have skin disorders/injuries in the relevant part of the body, the product should be fitted and worn only after consultation with a medical professional. Do not use if you are allergic to any of the materials contained within this product
82-0060-4 | LUMBOFORCE 2 H26CM SIZE L | BRACING & SUPPORTS | DONJOY | CER-PRBR2252 | 0888912DJO000084006X | 00190446779254 | 33031 | Y060308 | DONJOY® Lumboforce® | 13-00084 | PERFORMANCE CHARACTERISTICS • Providing support and stabilization to the limb or body segment. • Providing partial immobilization or controlled movement to the limb or body segment. • Providing mild protection of a limb or body segment for acute and prophylactic care | he DonJoy® LumboForce SACRO is designed to stabilise and support the pelvis and lower back and to help relieve pain in the sacroiliac (SI Joint) and pelvis. • Provide stabilization and pain relief following trauma to the symphysis/iliosacral joint • Symphysis insufficiency • Structural loosening of the sacro-iliac joint | If you have skin disorders/injuries in the relevant part of the body, the product should be fitted and worn only after consultation with a medical professional. Do not use if you are allergic to any of the materials contained within this product
82-0060-5 | LUMBOFORCE 2 H26CM SIZE XL | BRACING & SUPPORTS | DONJOY | CER-PRBR2252 | 0888912DJO000084006X | 00190446779261 | 33031 | Y060308 | DONJOY® Lumboforce® | 13-00084 | PERFORMANCE CHARACTERISTICS • Providing support and stabilization to the limb or body segment. • Providing partial immobilization or controlled movement to the limb or body segment. • Providing mild protection of a limb or body segment for acute and prophylactic care | he DonJoy® LumboForce SACRO is designed to stabilise and support the pelvis and lower back and to help relieve pain in the sacroiliac (SI Joint) and pelvis. • Provide stabilization and pain relief following trauma to the symphysis/iliosacral joint • Symphysis insufficiency • Structural loosening of the sacro-iliac joint | If you have skin disorders/injuries in the relevant part of the body, the product should be fitted and worn only after consultation with a medical professional. Do not use if you are allergic to any of the materials contained within this product
82-0060-6 | LUMBOFORCE 2 H26CM SIZE XXL | BRACING & SUPPORTS | DONJOY | CER-PRBR2252 | 0888912DJO000084006X | 00190446779278 | 33031 | Y060308 | DONJOY® Lumboforce® | 13-00084 | PERFORMANCE CHARACTERISTICS • Providing support and stabilization to the limb or body segment. • Providing partial immobilization or controlled movement to the limb or body segment. • Providing mild protection of a limb or body segment for acute and prophylactic care | he DonJoy® LumboForce SACRO is designed to stabilise and support the pelvis and lower back and to help relieve pain in the sacroiliac (SI Joint) and pelvis. • Provide stabilization and pain relief following trauma to the symphysis/iliosacral joint • Symphysis insufficiency • Structural loosening of the sacro-iliac joint | If you have skin disorders/injuries in the relevant part of the body, the product should be fitted and worn only after consultation with a medical professional. Do not use if you are allergic to any of the materials contained within this product
82-0060-7 | LUMBOFORCE 2 H26CM SIZE XXXL | BRACING & SUPPORTS | DONJOY | CER-PRBR2252 | 0888912DJO000084006X | 00190446779285 | 33031 | Y060308 | DONJOY® Lumboforce® | 13-00084 | PERFORMANCE CHARACTERISTICS • Providing support and stabilization to the limb or body segment. • Providing partial immobilization or controlled movement to the limb or body segment. • Providing mild protection of a limb or body segment for acute and prophylactic care | he DonJoy® LumboForce SACRO is designed to stabilise and support the pelvis and lower back and to help relieve pain in the sacroiliac (SI Joint) and pelvis. • Provide stabilization and pain relief following trauma to the symphysis/iliosacral joint • Symphysis insufficiency • Structural loosening of the sacro-iliac joint | If you have skin disorders/injuries in the relevant part of the body, the product should be fitted and worn only after consultation with a medical professional. Do not use if you are allergic to any of the materials contained within this product
82-0061-2 | LUMBOFORCE 3 H26CM SIZE S | BRACING & SUPPORTS | DONJOY | CER-PRBR2252 | 0888912DJO000084016Z | 00190446779292 | 33031 | Y060308 | DONJOY® Lumboforce® | 13-00086 | PERFORMANCE CHARACTERISTICS • Providing support and stabilization to the limb or body segment. • Providing partial immobilization or controlled movement to the limb or body segment. • Providing mild protection of a limb or body segment for acute and prophylactic care. CARACTÉRISTIQUES DE PERFORMANCE • Soutien et stabilisation d’un membre ou d’une partie du corps. • Immobilisation partielle ou mouvement contrôlé d’un membre ou d’une partie du corps. • Protection légère d’un membre ou d’une partie du corps pour les soins aigus et prophylactiques. CARACTERÍSTICAS FUNCIONALES • Da soporte y estabilización a la extremidad o segmento del cuerpo. • Proporciona inmovilización parcial o movimiento controlado a la extremidad o segmento del cuerpo. • Proporciona una suave protección en la extremidad o segmento del cuerpo para cuidados agudos y profilácticos. LEISTUNGSMERKMALE • Stützt und stabilisiert die Gliedmaße oder das Körpersegment. • Ermöglicht teilweise Immobilisierung oder kontrollierte Bewegung der Gliedmaße oder des Körperteils. • Sanfter Schutz eines Gliedmaßen- oder Körpersegments für Akut- oder prophylaktische Versorgung. CARATTERISTICHE DELLE PRESTAZIONI • Fornire supporto e stabilizzazione all’arto o al segmento del corpo. • Fornire immobilizzazione parziale o movimento controllato dell’arto o del segmento del corpo. • Fornire una protezione leggera a un arto o a un segmento del corpo per i trattamenti acuti o cronici. PRESTATIE-EIGENSCHAPPEN • Ondersteuning en stabilisatie van het ledemaat of lichaamsdeel. • Gedeeltelijke immobilisatie of gecontroleerde beweging van het ledemaat of lichaamsdeel. • Redelijke bescherming bieden aan een ledemaat of lichaamsdeel voor acute en preventieve gezondheidszorg. FUNKČNÍ CHARAKTERISTIKY • Poskytnutí opory a stabilizace končetiny nebo části těla. • Zajišťuje částečnou imobilizaci nebo řízený pohyb končetiny či dané části těla. • Poskytuje mírnou ochranu končetiny nebo části těla pro akutní a profylaktickou péči. VÝKONNOSTNÉ CHARAKTERISTIKY • Zabezpečuje oporu a stabilizáciu končatiny alebo časti tela. • Poskytuje čiastočnú imobilizáciu alebo riadený pohyb končatiny alebo časti tela. • Poskytuje miernu ochranu končatín alebo tela pre akútnu a profylaktick | The DonJoy® LumboForce is designed to stabilise and support the pelvis and lower back and to help relieve pain in the sacroiliac (SI Joint) and pelvis. • Provide stabilization and pain relief following trauma to the symphysis/iliosacral joint • Symphysis insufficiency • Structural loosening of the sacro-iliac joint | If you have skin disorders/injuries in the relevant part of the body, the product should be fitted and worn only after consultation with a medical professional. Do not use if you are allergic to any of the materials contained within this product
82-0061-3 | LUMBOFORCE 3 H26CM SIZE M | BRACING & SUPPORTS | DONJOY | CER-PRBR2252 | 0888912DJO000084016Z | 00190446779308 | 33031 | Y060308 | DONJOY® Lumboforce® | 13-00086 | PERFORMANCE CHARACTERISTICS • Providing support and stabilization to the limb or body segment. • Providing partial immobilization or controlled movement to the limb or body segment. • Providing mild protection of a limb or body segment for acute and prophylactic care. CARACTÉRISTIQUES DE PERFORMANCE • Soutien et stabilisation d’un membre ou d’une partie du corps. • Immobilisation partielle ou mouvement contrôlé d’un membre ou d’une partie du corps. • Protection légère d’un membre ou d’une partie du corps pour les soins aigus et prophylactiques. CARACTERÍSTICAS FUNCIONALES • Da soporte y estabilización a la extremidad o segmento del cuerpo. • Proporciona inmovilización parcial o movimiento controlado a la extremidad o segmento del cuerpo. • Proporciona una suave protección en la extremidad o segmento del cuerpo para cuidados agudos y profilácticos. LEISTUNGSMERKMALE • Stützt und stabilisiert die Gliedmaße oder das Körpersegment. • Ermöglicht teilweise Immobilisierung oder kontrollierte Bewegung der Gliedmaße oder des Körperteils. • Sanfter Schutz eines Gliedmaßen- oder Körpersegments für Akut- oder prophylaktische Versorgung. CARATTERISTICHE DELLE PRESTAZIONI • Fornire supporto e stabilizzazione all’arto o al segmento del corpo. • Fornire immobilizzazione parziale o movimento controllato dell’arto o del segmento del corpo. • Fornire una protezione leggera a un arto o a un segmento del corpo per i trattamenti acuti o cronici. PRESTATIE-EIGENSCHAPPEN • Ondersteuning en stabilisatie van het ledemaat of lichaamsdeel. • Gedeeltelijke immobilisatie of gecontroleerde beweging van het ledemaat of lichaamsdeel. • Redelijke bescherming bieden aan een ledemaat of lichaamsdeel voor acute en preventieve gezondheidszorg. FUNKČNÍ CHARAKTERISTIKY • Poskytnutí opory a stabilizace končetiny nebo části těla. • Zajišťuje částečnou imobilizaci nebo řízený pohyb končetiny či dané části těla. • Poskytuje mírnou ochranu končetiny nebo části těla pro akutní a profylaktickou péči. VÝKONNOSTNÉ CHARAKTERISTIKY • Zabezpečuje oporu a stabilizáciu končatiny alebo časti tela. • Poskytuje čiastočnú imobilizáciu alebo riadený pohyb končatiny alebo časti tela. • Poskytuje miernu ochranu končatín alebo tela pre akútnu a profylaktick | The DonJoy® LumboForce is designed to stabilise and support the pelvis and lower back and to help relieve pain in the sacroiliac (SI Joint) and pelvis. • Provide stabilization and pain relief following trauma to the symphysis/iliosacral joint • Symphysis insufficiency • Structural loosening of the sacro-iliac joint | If you have skin disorders/injuries in the relevant part of the body, the product should be fitted and worn only after consultation with a medical professional. Do not use if you are allergic to any of the materials contained within this product
82-0061-4 | LUMBOFORCE 3 H26CM SIZE L | BRACING & SUPPORTS | DONJOY | CER-PRBR2252 | 0888912DJO000084016Z | 00190446779315 | 33031 | Y060308 | DONJOY® Lumboforce® | 13-00086 | PERFORMANCE CHARACTERISTICS • Providing support and stabilization to the limb or body segment. • Providing partial immobilization or controlled movement to the limb or body segment. • Providing mild protection of a limb or body segment for acute and prophylactic care. CARACTÉRISTIQUES DE PERFORMANCE • Soutien et stabilisation d’un membre ou d’une partie du corps. • Immobilisation partielle ou mouvement contrôlé d’un membre ou d’une partie du corps. • Protection légère d’un membre ou d’une partie du corps pour les soins aigus et prophylactiques. CARACTERÍSTICAS FUNCIONALES • Da soporte y estabilización a la extremidad o segmento del cuerpo. • Proporciona inmovilización parcial o movimiento controlado a la extremidad o segmento del cuerpo. • Proporciona una suave protección en la extremidad o segmento del cuerpo para cuidados agudos y profilácticos. LEISTUNGSMERKMALE • Stützt und stabilisiert die Gliedmaße oder das Körpersegment. • Ermöglicht teilweise Immobilisierung oder kontrollierte Bewegung der Gliedmaße oder des Körperteils. • Sanfter Schutz eines Gliedmaßen- oder Körpersegments für Akut- oder prophylaktische Versorgung. CARATTERISTICHE DELLE PRESTAZIONI • Fornire supporto e stabilizzazione all’arto o al segmento del corpo. • Fornire immobilizzazione parziale o movimento controllato dell’arto o del segmento del corpo. • Fornire una protezione leggera a un arto o a un segmento del corpo per i trattamenti acuti o cronici. PRESTATIE-EIGENSCHAPPEN • Ondersteuning en stabilisatie van het ledemaat of lichaamsdeel. • Gedeeltelijke immobilisatie of gecontroleerde beweging van het ledemaat of lichaamsdeel. • Redelijke bescherming bieden aan een ledemaat of lichaamsdeel voor acute en preventieve gezondheidszorg. FUNKČNÍ CHARAKTERISTIKY • Poskytnutí opory a stabilizace končetiny nebo části těla. • Zajišťuje částečnou imobilizaci nebo řízený pohyb končetiny či dané části těla. • Poskytuje mírnou ochranu končetiny nebo části těla pro akutní a profylaktickou péči. VÝKONNOSTNÉ CHARAKTERISTIKY • Zabezpečuje oporu a stabilizáciu končatiny alebo časti tela. • Poskytuje čiastočnú imobilizáciu alebo riadený pohyb končatiny alebo časti tela. • Poskytuje miernu ochranu končatín alebo tela pre akútnu a profylaktick | The DonJoy® LumboForce is designed to stabilise and support the pelvis and lower back and to help relieve pain in the sacroiliac (SI Joint) and pelvis. • Provide stabilization and pain relief following trauma to the symphysis/iliosacral joint • Symphysis insufficiency • Structural loosening of the sacro-iliac joint | If you have skin disorders/injuries in the relevant part of the body, the product should be fitted and worn only after consultation with a medical professional. Do not use if you are allergic to any of the materials contained within this product
82-0061-5 | LUMBOFORCE 3 H26CM SIZE XL | BRACING & SUPPORTS | DONJOY | CER-PRBR2252 | 0888912DJO000084016Z | 00190446779322 | 33031 | Y060308 | DONJOY® Lumboforce® | 13-00086 | PERFORMANCE CHARACTERISTICS • Providing support and stabilization to the limb or body segment. • Providing partial immobilization or controlled movement to the limb or body segment. • Providing mild protection of a limb or body segment for acute and prophylactic care. CARACTÉRISTIQUES DE PERFORMANCE • Soutien et stabilisation d’un membre ou d’une partie du corps. • Immobilisation partielle ou mouvement contrôlé d’un membre ou d’une partie du corps. • Protection légère d’un membre ou d’une partie du corps pour les soins aigus et prophylactiques. CARACTERÍSTICAS FUNCIONALES • Da soporte y estabilización a la extremidad o segmento del cuerpo. • Proporciona inmovilización parcial o movimiento controlado a la extremidad o segmento del cuerpo. • Proporciona una suave protección en la extremidad o segmento del cuerpo para cuidados agudos y profilácticos. LEISTUNGSMERKMALE • Stützt und stabilisiert die Gliedmaße oder das Körpersegment. • Ermöglicht teilweise Immobilisierung oder kontrollierte Bewegung der Gliedmaße oder des Körperteils. • Sanfter Schutz eines Gliedmaßen- oder Körpersegments für Akut- oder prophylaktische Versorgung. CARATTERISTICHE DELLE PRESTAZIONI • Fornire supporto e stabilizzazione all’arto o al segmento del corpo. • Fornire immobilizzazione parziale o movimento controllato dell’arto o del segmento del corpo. • Fornire una protezione leggera a un arto o a un segmento del corpo per i trattamenti acuti o cronici. PRESTATIE-EIGENSCHAPPEN • Ondersteuning en stabilisatie van het ledemaat of lichaamsdeel. • Gedeeltelijke immobilisatie of gecontroleerde beweging van het ledemaat of lichaamsdeel. • Redelijke bescherming bieden aan een ledemaat of lichaamsdeel voor acute en preventieve gezondheidszorg. FUNKČNÍ CHARAKTERISTIKY • Poskytnutí opory a stabilizace končetiny nebo části těla. • Zajišťuje částečnou imobilizaci nebo řízený pohyb končetiny či dané části těla. • Poskytuje mírnou ochranu končetiny nebo části těla pro akutní a profylaktickou péči. VÝKONNOSTNÉ CHARAKTERISTIKY • Zabezpečuje oporu a stabilizáciu končatiny alebo časti tela. • Poskytuje čiastočnú imobilizáciu alebo riadený pohyb končatiny alebo časti tela. • Poskytuje miernu ochranu končatín alebo tela pre akútnu a profylaktick | The DonJoy® LumboForce is designed to stabilise and support the pelvis and lower back and to help relieve pain in the sacroiliac (SI Joint) and pelvis. • Provide stabilization and pain relief following trauma to the symphysis/iliosacral joint • Symphysis insufficiency • Structural loosening of the sacro-iliac joint | If you have skin disorders/injuries in the relevant part of the body, the product should be fitted and worn only after consultation with a medical professional. Do not use if you are allergic to any of the materials contained within this product
82-0061-6 | LUMBOFORCE 3 H26CM SIZE XXL | BRACING & SUPPORTS | DONJOY | CER-PRBR2252 | 0888912DJO000084016Z | 00190446779339 | 33031 | Y060308 | DONJOY® Lumboforce® | 13-00086 | PERFORMANCE CHARACTERISTICS • Providing support and stabilization to the limb or body segment. • Providing partial immobilization or controlled movement to the limb or body segment. • Providing mild protection of a limb or body segment for acute and prophylactic care. CARACTÉRISTIQUES DE PERFORMANCE • Soutien et stabilisation d’un membre ou d’une partie du corps. • Immobilisation partielle ou mouvement contrôlé d’un membre ou d’une partie du corps. • Protection légère d’un membre ou d’une partie du corps pour les soins aigus et prophylactiques. CARACTERÍSTICAS FUNCIONALES • Da soporte y estabilización a la extremidad o segmento del cuerpo. • Proporciona inmovilización parcial o movimiento controlado a la extremidad o segmento del cuerpo. • Proporciona una suave protección en la extremidad o segmento del cuerpo para cuidados agudos y profilácticos. LEISTUNGSMERKMALE • Stützt und stabilisiert die Gliedmaße oder das Körpersegment. • Ermöglicht teilweise Immobilisierung oder kontrollierte Bewegung der Gliedmaße oder des Körperteils. • Sanfter Schutz eines Gliedmaßen- oder Körpersegments für Akut- oder prophylaktische Versorgung. CARATTERISTICHE DELLE PRESTAZIONI • Fornire supporto e stabilizzazione all’arto o al segmento del corpo. • Fornire immobilizzazione parziale o movimento controllato dell’arto o del segmento del corpo. • Fornire una protezione leggera a un arto o a un segmento del corpo per i trattamenti acuti o cronici. PRESTATIE-EIGENSCHAPPEN • Ondersteuning en stabilisatie van het ledemaat of lichaamsdeel. • Gedeeltelijke immobilisatie of gecontroleerde beweging van het ledemaat of lichaamsdeel. • Redelijke bescherming bieden aan een ledemaat of lichaamsdeel voor acute en preventieve gezondheidszorg. FUNKČNÍ CHARAKTERISTIKY • Poskytnutí opory a stabilizace končetiny nebo části těla. • Zajišťuje částečnou imobilizaci nebo řízený pohyb končetiny či dané části těla. • Poskytuje mírnou ochranu končetiny nebo části těla pro akutní a profylaktickou péči. VÝKONNOSTNÉ CHARAKTERISTIKY • Zabezpečuje oporu a stabilizáciu končatiny alebo časti tela. • Poskytuje čiastočnú imobilizáciu alebo riadený pohyb končatiny alebo časti tela. • Poskytuje miernu ochranu končatín alebo tela pre akútnu a profylaktick | The DonJoy® LumboForce is designed to stabilise and support the pelvis and lower back and to help relieve pain in the sacroiliac (SI Joint) and pelvis. • Provide stabilization and pain relief following trauma to the symphysis/iliosacral joint • Symphysis insufficiency • Structural loosening of the sacro-iliac joint | If you have skin disorders/injuries in the relevant part of the body, the product should be fitted and worn only after consultation with a medical professional. Do not use if you are allergic to any of the materials contained within this product
82-0062-3 | LUMBOFORCE 3 H32CM SIZE M | BRACING & SUPPORTS | DONJOY | CER-PRBR2252 | 0888912DJO000084016Z | 00190446779346 | 33031 | Y060308 | DONJOY® Lumboforce® | 13-00086 | PERFORMANCE CHARACTERISTICS • Providing support and stabilization to the limb or body segment. • Providing partial immobilization or controlled movement to the limb or body segment. • Providing mild protection of a limb or body segment for acute and prophylactic care. CARACTÉRISTIQUES DE PERFORMANCE • Soutien et stabilisation d’un membre ou d’une partie du corps. • Immobilisation partielle ou mouvement contrôlé d’un membre ou d’une partie du corps. • Protection légère d’un membre ou d’une partie du corps pour les soins aigus et prophylactiques. CARACTERÍSTICAS FUNCIONALES • Da soporte y estabilización a la extremidad o segmento del cuerpo. • Proporciona inmovilización parcial o movimiento controlado a la extremidad o segmento del cuerpo. • Proporciona una suave protección en la extremidad o segmento del cuerpo para cuidados agudos y profilácticos. LEISTUNGSMERKMALE • Stützt und stabilisiert die Gliedmaße oder das Körpersegment. • Ermöglicht teilweise Immobilisierung oder kontrollierte Bewegung der Gliedmaße oder des Körperteils. • Sanfter Schutz eines Gliedmaßen- oder Körpersegments für Akut- oder prophylaktische Versorgung. CARATTERISTICHE DELLE PRESTAZIONI • Fornire supporto e stabilizzazione all’arto o al segmento del corpo. • Fornire immobilizzazione parziale o movimento controllato dell’arto o del segmento del corpo. • Fornire una protezione leggera a un arto o a un segmento del corpo per i trattamenti acuti o cronici. PRESTATIE-EIGENSCHAPPEN • Ondersteuning en stabilisatie van het ledemaat of lichaamsdeel. • Gedeeltelijke immobilisatie of gecontroleerde beweging van het ledemaat of lichaamsdeel. • Redelijke bescherming bieden aan een ledemaat of lichaamsdeel voor acute en preventieve gezondheidszorg. FUNKČNÍ CHARAKTERISTIKY • Poskytnutí opory a stabilizace končetiny nebo části těla. • Zajišťuje částečnou imobilizaci nebo řízený pohyb končetiny či dané části těla. • Poskytuje mírnou ochranu končetiny nebo části těla pro akutní a profylaktickou péči. VÝKONNOSTNÉ CHARAKTERISTIKY • Zabezpečuje oporu a stabilizáciu končatiny alebo časti tela. • Poskytuje čiastočnú imobilizáciu alebo riadený pohyb končatiny alebo časti tela. • Poskytuje miernu ochranu končatín alebo tela pre akútnu a profylaktick | The DonJoy® LumboForce is designed to stabilise and support the pelvis and lower back and to help relieve pain in the sacroiliac (SI Joint) and pelvis. • Provide stabilization and pain relief following trauma to the symphysis/iliosacral joint • Symphysis insufficiency • Structural loosening of the sacro-iliac joint | If you have skin disorders/injuries in the relevant part of the body, the product should be fitted and worn only after consultation with a medical professional. Do not use if you are allergic to any of the materials contained within this product
82-0062-4 | LUMBOFORCE 3 H32CM SIZE L | BRACING & SUPPORTS | DONJOY | CER-PRBR2252 | 0888912DJO000084016Z | 00190446779353 | 33031 | Y060308 | DONJOY® Lumboforce® | 13-00086 | PERFORMANCE CHARACTERISTICS • Providing support and stabilization to the limb or body segment. • Providing partial immobilization or controlled movement to the limb or body segment. • Providing mild protection of a limb or body segment for acute and prophylactic care. CARACTÉRISTIQUES DE PERFORMANCE • Soutien et stabilisation d’un membre ou d’une partie du corps. • Immobilisation partielle ou mouvement contrôlé d’un membre ou d’une partie du corps. • Protection légère d’un membre ou d’une partie du corps pour les soins aigus et prophylactiques. CARACTERÍSTICAS FUNCIONALES • Da soporte y estabilización a la extremidad o segmento del cuerpo. • Proporciona inmovilización parcial o movimiento controlado a la extremidad o segmento del cuerpo. • Proporciona una suave protección en la extremidad o segmento del cuerpo para cuidados agudos y profilácticos. LEISTUNGSMERKMALE • Stützt und stabilisiert die Gliedmaße oder das Körpersegment. • Ermöglicht teilweise Immobilisierung oder kontrollierte Bewegung der Gliedmaße oder des Körperteils. • Sanfter Schutz eines Gliedmaßen- oder Körpersegments für Akut- oder prophylaktische Versorgung. CARATTERISTICHE DELLE PRESTAZIONI • Fornire supporto e stabilizzazione all’arto o al segmento del corpo. • Fornire immobilizzazione parziale o movimento controllato dell’arto o del segmento del corpo. • Fornire una protezione leggera a un arto o a un segmento del corpo per i trattamenti acuti o cronici. PRESTATIE-EIGENSCHAPPEN • Ondersteuning en stabilisatie van het ledemaat of lichaamsdeel. • Gedeeltelijke immobilisatie of gecontroleerde beweging van het ledemaat of lichaamsdeel. • Redelijke bescherming bieden aan een ledemaat of lichaamsdeel voor acute en preventieve gezondheidszorg. FUNKČNÍ CHARAKTERISTIKY • Poskytnutí opory a stabilizace končetiny nebo části těla. • Zajišťuje částečnou imobilizaci nebo řízený pohyb končetiny či dané části těla. • Poskytuje mírnou ochranu končetiny nebo části těla pro akutní a profylaktickou péči. VÝKONNOSTNÉ CHARAKTERISTIKY • Zabezpečuje oporu a stabilizáciu končatiny alebo časti tela. • Poskytuje čiastočnú imobilizáciu alebo riadený pohyb končatiny alebo časti tela. • Poskytuje miernu ochranu končatín alebo tela pre akútnu a profylaktick | The DonJoy® LumboForce is designed to stabilise and support the pelvis and lower back and to help relieve pain in the sacroiliac (SI Joint) and pelvis. • Provide stabilization and pain relief following trauma to the symphysis/iliosacral joint • Symphysis insufficiency • Structural loosening of the sacro-iliac joint | If you have skin disorders/injuries in the relevant part of the body, the product should be fitted and worn only after consultation with a medical professional. Do not use if you are allergic to any of the materials contained within this product
82-0062-5 | LUMBOFORCE 3 H32CM SIZE XL | BRACING & SUPPORTS | DONJOY | CER-PRBR2252 | 0888912DJO000084016Z | 00190446779360 | 33031 | Y060308 | DONJOY® Lumboforce® | 13-00086 | PERFORMANCE CHARACTERISTICS • Providing support and stabilization to the limb or body segment. • Providing partial immobilization or controlled movement to the limb or body segment. • Providing mild protection of a limb or body segment for acute and prophylactic care. CARACTÉRISTIQUES DE PERFORMANCE • Soutien et stabilisation d’un membre ou d’une partie du corps. • Immobilisation partielle ou mouvement contrôlé d’un membre ou d’une partie du corps. • Protection légère d’un membre ou d’une partie du corps pour les soins aigus et prophylactiques. CARACTERÍSTICAS FUNCIONALES • Da soporte y estabilización a la extremidad o segmento del cuerpo. • Proporciona inmovilización parcial o movimiento controlado a la extremidad o segmento del cuerpo. • Proporciona una suave protección en la extremidad o segmento del cuerpo para cuidados agudos y profilácticos. LEISTUNGSMERKMALE • Stützt und stabilisiert die Gliedmaße oder das Körpersegment. • Ermöglicht teilweise Immobilisierung oder kontrollierte Bewegung der Gliedmaße oder des Körperteils. • Sanfter Schutz eines Gliedmaßen- oder Körpersegments für Akut- oder prophylaktische Versorgung. CARATTERISTICHE DELLE PRESTAZIONI • Fornire supporto e stabilizzazione all’arto o al segmento del corpo. • Fornire immobilizzazione parziale o movimento controllato dell’arto o del segmento del corpo. • Fornire una protezione leggera a un arto o a un segmento del corpo per i trattamenti acuti o cronici. PRESTATIE-EIGENSCHAPPEN • Ondersteuning en stabilisatie van het ledemaat of lichaamsdeel. • Gedeeltelijke immobilisatie of gecontroleerde beweging van het ledemaat of lichaamsdeel. • Redelijke bescherming bieden aan een ledemaat of lichaamsdeel voor acute en preventieve gezondheidszorg. FUNKČNÍ CHARAKTERISTIKY • Poskytnutí opory a stabilizace končetiny nebo části těla. • Zajišťuje částečnou imobilizaci nebo řízený pohyb končetiny či dané části těla. • Poskytuje mírnou ochranu končetiny nebo části těla pro akutní a profylaktickou péči. VÝKONNOSTNÉ CHARAKTERISTIKY • Zabezpečuje oporu a stabilizáciu končatiny alebo časti tela. • Poskytuje čiastočnú imobilizáciu alebo riadený pohyb končatiny alebo časti tela. • Poskytuje miernu ochranu končatín alebo tela pre akútnu a profylaktick | The DonJoy® LumboForce is designed to stabilise and support the pelvis and lower back and to help relieve pain in the sacroiliac (SI Joint) and pelvis. • Provide stabilization and pain relief following trauma to the symphysis/iliosacral joint • Symphysis insufficiency • Structural loosening of the sacro-iliac joint | If you have skin disorders/injuries in the relevant part of the body, the product should be fitted and worn only after consultation with a medical professional. Do not use if you are allergic to any of the materials contained within this product
82-0062-6 | LUMBOFORCE 3 H32CM SIZE XXL | BRACING & SUPPORTS | DONJOY | CER-PRBR2252 | 0888912DJO000084016Z | 00190446779377 | 33031 | Y060308 | DONJOY® Lumboforce® | 13-00086 | PERFORMANCE CHARACTERISTICS • Providing support and stabilization to the limb or body segment. • Providing partial immobilization or controlled movement to the limb or body segment. • Providing mild protection of a limb or body segment for acute and prophylactic care. CARACTÉRISTIQUES DE PERFORMANCE • Soutien et stabilisation d’un membre ou d’une partie du corps. • Immobilisation partielle ou mouvement contrôlé d’un membre ou d’une partie du corps. • Protection légère d’un membre ou d’une partie du corps pour les soins aigus et prophylactiques. CARACTERÍSTICAS FUNCIONALES • Da soporte y estabilización a la extremidad o segmento del cuerpo. • Proporciona inmovilización parcial o movimiento controlado a la extremidad o segmento del cuerpo. • Proporciona una suave protección en la extremidad o segmento del cuerpo para cuidados agudos y profilácticos. LEISTUNGSMERKMALE • Stützt und stabilisiert die Gliedmaße oder das Körpersegment. • Ermöglicht teilweise Immobilisierung oder kontrollierte Bewegung der Gliedmaße oder des Körperteils. • Sanfter Schutz eines Gliedmaßen- oder Körpersegments für Akut- oder prophylaktische Versorgung. CARATTERISTICHE DELLE PRESTAZIONI • Fornire supporto e stabilizzazione all’arto o al segmento del corpo. • Fornire immobilizzazione parziale o movimento controllato dell’arto o del segmento del corpo. • Fornire una protezione leggera a un arto o a un segmento del corpo per i trattamenti acuti o cronici. PRESTATIE-EIGENSCHAPPEN • Ondersteuning en stabilisatie van het ledemaat of lichaamsdeel. • Gedeeltelijke immobilisatie of gecontroleerde beweging van het ledemaat of lichaamsdeel. • Redelijke bescherming bieden aan een ledemaat of lichaamsdeel voor acute en preventieve gezondheidszorg. FUNKČNÍ CHARAKTERISTIKY • Poskytnutí opory a stabilizace končetiny nebo části těla. • Zajišťuje částečnou imobilizaci nebo řízený pohyb končetiny či dané části těla. • Poskytuje mírnou ochranu končetiny nebo části těla pro akutní a profylaktickou péči. VÝKONNOSTNÉ CHARAKTERISTIKY • Zabezpečuje oporu a stabilizáciu končatiny alebo časti tela. • Poskytuje čiastočnú imobilizáciu alebo riadený pohyb končatiny alebo časti tela. • Poskytuje miernu ochranu končatín alebo tela pre akútnu a profylaktick | The DonJoy® LumboForce is designed to stabilise and support the pelvis and lower back and to help relieve pain in the sacroiliac (SI Joint) and pelvis. • Provide stabilization and pain relief following trauma to the symphysis/iliosacral joint • Symphysis insufficiency • Structural loosening of the sacro-iliac joint | If you have skin disorders/injuries in the relevant part of the body, the product should be fitted and worn only after consultation with a medical professional. Do not use if you are allergic to any of the materials contained within this product
82-0062-7 | LUMBOFORCE 3 H32CM SIZE XXXL | BRACING & SUPPORTS | DONJOY | CER-PRBR2252 | 0888912DJO000084016Z | 00190446779384 | 33031 | Y060308 | DONJOY® Lumboforce® | 13-00086 | PERFORMANCE CHARACTERISTICS • Providing support and stabilization to the limb or body segment. • Providing partial immobilization or controlled movement to the limb or body segment. • Providing mild protection of a limb or body segment for acute and prophylactic care. CARACTÉRISTIQUES DE PERFORMANCE • Soutien et stabilisation d’un membre ou d’une partie du corps. • Immobilisation partielle ou mouvement contrôlé d’un membre ou d’une partie du corps. • Protection légère d’un membre ou d’une partie du corps pour les soins aigus et prophylactiques. CARACTERÍSTICAS FUNCIONALES • Da soporte y estabilización a la extremidad o segmento del cuerpo. • Proporciona inmovilización parcial o movimiento controlado a la extremidad o segmento del cuerpo. • Proporciona una suave protección en la extremidad o segmento del cuerpo para cuidados agudos y profilácticos. LEISTUNGSMERKMALE • Stützt und stabilisiert die Gliedmaße oder das Körpersegment. • Ermöglicht teilweise Immobilisierung oder kontrollierte Bewegung der Gliedmaße oder des Körperteils. • Sanfter Schutz eines Gliedmaßen- oder Körpersegments für Akut- oder prophylaktische Versorgung. CARATTERISTICHE DELLE PRESTAZIONI • Fornire supporto e stabilizzazione all’arto o al segmento del corpo. • Fornire immobilizzazione parziale o movimento controllato dell’arto o del segmento del corpo. • Fornire una protezione leggera a un arto o a un segmento del corpo per i trattamenti acuti o cronici. PRESTATIE-EIGENSCHAPPEN • Ondersteuning en stabilisatie van het ledemaat of lichaamsdeel. • Gedeeltelijke immobilisatie of gecontroleerde beweging van het ledemaat of lichaamsdeel. • Redelijke bescherming bieden aan een ledemaat of lichaamsdeel voor acute en preventieve gezondheidszorg. FUNKČNÍ CHARAKTERISTIKY • Poskytnutí opory a stabilizace končetiny nebo části těla. • Zajišťuje částečnou imobilizaci nebo řízený pohyb končetiny či dané části těla. • Poskytuje mírnou ochranu končetiny nebo části těla pro akutní a profylaktickou péči. VÝKONNOSTNÉ CHARAKTERISTIKY • Zabezpečuje oporu a stabilizáciu končatiny alebo časti tela. • Poskytuje čiastočnú imobilizáciu alebo riadený pohyb končatiny alebo časti tela. • Poskytuje miernu ochranu končatín alebo tela pre akútnu a profylaktick | The DonJoy® LumboForce is designed to stabilise and support the pelvis and lower back and to help relieve pain in the sacroiliac (SI Joint) and pelvis. • Provide stabilization and pain relief following trauma to the symphysis/iliosacral joint • Symphysis insufficiency • Structural loosening of the sacro-iliac joint | If you have skin disorders/injuries in the relevant part of the body, the product should be fitted and worn only after consultation with a medical professional. Do not use if you are allergic to any of the materials contained within this product
82-0090-2 | DONJOY DISCOSTRAP 26CM SIZE S | BRACING & SUPPORTS | DONJOY | CER-PRBR2252 | 0888912DJO000084157C | 00190446873778 | 33031 | Y060308 | DONJOY® Discostrap® | 13-00340 | Providing support and stabilization to the limb or body segment. • Providing partial immobilization or controlled movement to the limb or body segment. • Providing mild protection of a limb or body segment for acute and prophylactic care. | The DonJoy DiscoStrap is designed to provide comfort and support of the lumbar spine. It may be suitable for the symptomatic relief of acute and chronic low back pain. • A prolapsed (herniated) disc, stage 3: extrusion & stage 4: sequestration • Spondylolisthesis • Stable vertebral fractures of the lumbar tract • Lumbar spinal canal stenosis | f you have skin disorders/injuries in the relevant part of the body, the product should be fitted and worn only after consultation with a medical professional. Do not use if you are allergic to any of the materials contained within this product.
82-0090-3 | DONJOY DISCOSTRAP 26CM SIZE M | BRACING & SUPPORTS | DONJOY | CER-PRBR2252 | 0888912DJO000084157C | 00190446873785 | 33031 | Y060308 | DONJOY® Discostrap® | 13-00340 | Providing support and stabilization to the limb or body segment. • Providing partial immobilization or controlled movement to the limb or body segment. • Providing mild protection of a limb or body segment for acute and prophylactic care. | The DonJoy DiscoStrap is designed to provide comfort and support of the lumbar spine. It may be suitable for the symptomatic relief of acute and chronic low back pain. • A prolapsed (herniated) disc, stage 3: extrusion & stage 4: sequestration • Spondylolisthesis • Stable vertebral fractures of the lumbar tract • Lumbar spinal canal stenosis | f you have skin disorders/injuries in the relevant part of the body, the product should be fitted and worn only after consultation with a medical professional. Do not use if you are allergic to any of the materials contained within this product.
82-0090-4 | DONJOY DISCOSTRAP 26CM SIZE L | BRACING & SUPPORTS | DONJOY | CER-PRBR2252 | 0888912DJO000084157C | 00190446873808 | 33031 | Y060308 | DONJOY® Discostrap® | 13-00340 | Providing support and stabilization to the limb or body segment. • Providing partial immobilization or controlled movement to the limb or body segment. • Providing mild protection of a limb or body segment for acute and prophylactic care. | The DonJoy DiscoStrap is designed to provide comfort and support of the lumbar spine. It may be suitable for the symptomatic relief of acute and chronic low back pain. • A prolapsed (herniated) disc, stage 3: extrusion & stage 4: sequestration • Spondylolisthesis • Stable vertebral fractures of the lumbar tract • Lumbar spinal canal stenosis | f you have skin disorders/injuries in the relevant part of the body, the product should be fitted and worn only after consultation with a medical professional. Do not use if you are allergic to any of the materials contained within this product.
82-0090-5 | DONJOY DISCOSTRAP 26CM SIZE XL | BRACING & SUPPORTS | DONJOY | CER-PRBR2252 | 0888912DJO000084157C | GTIN:00190446873815 | 33031 | Y060308 | DONJOY® Discostrap® | 13-00340 | Providing support and stabilization to the limb or body segment. • Providing partial immobilization or controlled movement to the limb or body segment. • Providing mild protection of a limb or body segment for acute and prophylactic care. | The DonJoy DiscoStrap is designed to provide comfort and support of the lumbar spine. It may be suitable for the symptomatic relief of acute and chronic low back pain. • A prolapsed (herniated) disc, stage 3: extrusion & stage 4: sequestration • Spondylolisthesis • Stable vertebral fractures of the lumbar tract • Lumbar spinal canal stenosis | f you have skin disorders/injuries in the relevant part of the body, the product should be fitted and worn only after consultation with a medical professional. Do not use if you are allergic to any of the materials contained within this product.
82-0090-6 | DONJOY DISCOSTRAP 26CM SIZE XXL | BRACING & SUPPORTS | DONJOY | CER-PRBR2252 | 0888912DJO000084157C | 00190446873822 | 33031 | Y060308 | DONJOY® Discostrap® | 13-00340 | Providing support and stabilization to the limb or body segment. • Providing partial immobilization or controlled movement to the limb or body segment. • Providing mild protection of a limb or body segment for acute and prophylactic care. | The DonJoy DiscoStrap is designed to provide comfort and support of the lumbar spine. It may be suitable for the symptomatic relief of acute and chronic low back pain. • A prolapsed (herniated) disc, stage 3: extrusion & stage 4: sequestration • Spondylolisthesis • Stable vertebral fractures of the lumbar tract • Lumbar spinal canal stenosis | f you have skin disorders/injuries in the relevant part of the body, the product should be fitted and worn only after consultation with a medical professional. Do not use if you are allergic to any of the materials contained within this product.
82-0065-2 | LUMBOFORCE 5 26CM SIZE S | BRACING & SUPPORTS |  |  | 0888912DJO000084157C | 00190446779490 | 33031 | Y060308 | DONJOY® Lumboforce® | 13-00284 | Providing support and stabilization to the limb or body segment. • Providing partial immobilization or controlled movement to the limb or body segment. • Providing mild protection of a limb or body segment for acute and prophylactic care. | The DonJoy DiscoStrap is designed to provide comfort and support of the lumbar spine. It may be suitable for the symptomatic relief of acute and chronic low back pain. • A prolapsed (herniated) disc, stage 3: extrusion & stage 4: sequestration • Spondylolisthesis • Stable vertebral fractures of the lumbar tract • Lumbar spinal canal stenosis | f you have skin disorders/injuries in the relevant part of the body, the product should be fitted and worn only after consultation with a medical professional. Do not use if you are allergic to any of the materials contained within this product.
82-0065-3 | LUMBOFORCE 5 26CM SIZE M | BRACING & SUPPORTS | DONJOY | CER-PRBR2252 | 0888912DJO000084157C | 00190446779506 | 33031 | Y060308 | DONJOY® Lumboforce® | 13-00284 | Providing support and stabilization to the limb or body segment. • Providing partial immobilization or controlled movement to the limb or body segment. • Providing mild protection of a limb or body segment for acute and prophylactic care. | The DonJoy DiscoStrap is designed to provide comfort and support of the lumbar spine. It may be suitable for the symptomatic relief of acute and chronic low back pain. • A prolapsed (herniated) disc, stage 3: extrusion & stage 4: sequestration • Spondylolisthesis • Stable vertebral fractures of the lumbar tract • Lumbar spinal canal stenosis | f you have skin disorders/injuries in the relevant part of the body, the product should be fitted and worn only after consultation with a medical professional. Do not use if you are allergic to any of the materials contained within this product.
82-0065-4 | LUMBOFORCE 5 26CM SIZE L | BRACING & SUPPORTS | DONJOY | CER-PRBR2252 | 0888912DJO000084157C | 00190446779513 | 33031 | Y060308 | DONJOY® Lumboforce® | 13-00284 | Providing support and stabilization to the limb or body segment. • Providing partial immobilization or controlled movement to the limb or body segment. • Providing mild protection of a limb or body segment for acute and prophylactic care. | The DonJoy DiscoStrap is designed to provide comfort and support of the lumbar spine. It may be suitable for the symptomatic relief of acute and chronic low back pain. • A prolapsed (herniated) disc, stage 3: extrusion & stage 4: sequestration • Spondylolisthesis • Stable vertebral fractures of the lumbar tract • Lumbar spinal canal stenosis | f you have skin disorders/injuries in the relevant part of the body, the product should be fitted and worn only after consultation with a medical professional. Do not use if you are allergic to any of the materials contained within this product.
82-0065-5 | LUMBOFORCE 5 26CM SIZE XL | BRACING & SUPPORTS | DONJOY | CER-PRBR2252 | 0888912DJO000084157C | 00190446779520 | 33031 | Y060308 | DONJOY® Lumboforce® | 13-00284 | Providing support and stabilization to the limb or body segment. • Providing partial immobilization or controlled movement to the limb or body segment. • Providing mild protection of a limb or body segment for acute and prophylactic care. | The DonJoy DiscoStrap is designed to provide comfort and support of the lumbar spine. It may be suitable for the symptomatic relief of acute and chronic low back pain. • A prolapsed (herniated) disc, stage 3: extrusion & stage 4: sequestration • Spondylolisthesis • Stable vertebral fractures of the lumbar tract • Lumbar spinal canal stenosis | f you have skin disorders/injuries in the relevant part of the body, the product should be fitted and worn only after consultation with a medical professional. Do not use if you are allergic to any of the materials contained within this product.
82-0065-6 | LUMBOFORCE 5 26CM SIZE XXL | BRACING & SUPPORTS | DONJOY | CER-PRBR2252 | 0888912DJO000084157C | 00190446779537 | 33031 | Y060308 | DONJOY® Lumboforce® | 13-00284 | Providing support and stabilization to the limb or body segment. • Providing partial immobilization or controlled movement to the limb or body segment. • Providing mild protection of a limb or body segment for acute and prophylactic care. | The DonJoy DiscoStrap is designed to provide comfort and support of the lumbar spine. It may be suitable for the symptomatic relief of acute and chronic low back pain. • A prolapsed (herniated) disc, stage 3: extrusion & stage 4: sequestration • Spondylolisthesis • Stable vertebral fractures of the lumbar tract • Lumbar spinal canal stenosis | f you have skin disorders/injuries in the relevant part of the body, the product should be fitted and worn only after consultation with a medical professional. Do not use if you are allergic to any of the materials contained within this product.
82-0065-2 | LUMBOFORCE 5 26CM SIZE S | BRACING & SUPPORTS | DONJOY | CER-PRBR2252 | 0888912DJO000084157C | 00190446779490 | 33031 | Y060308 | DONJOY® Lumboforce® | 13-00284 | Providing support and stabilization to the limb or body segment. • Providing partial immobilization or controlled movement to the limb or body segment. • Providing mild protection of a limb or body segment for acute and prophylactic care. | The DonJoy DiscoStrap is designed to provide comfort and support of the lumbar spine. It may be suitable for the symptomatic relief of acute and chronic low back pain. • A prolapsed (herniated) disc, stage 3: extrusion & stage 4: sequestration • Spondylolisthesis • Stable vertebral fractures of the lumbar tract • Lumbar spinal canal stenosis | f you have skin disorders/injuries in the relevant part of the body, the product should be fitted and worn only after consultation with a medical professional. Do not use if you are allergic to any of the materials contained within this product.
82-0066-3 | LUMBOFORCE 5 32CM SIZE M | BRACING & SUPPORTS | DONJOY | CER-PRBR2252 | 0888912DJO000084157C | 00190446779544 | 33031 | Y060308 | DONJOY® Lumboforce® | 13-00284 | Providing support and stabilization to the limb or body segment. • Providing partial immobilization or controlled movement to the limb or body segment. • Providing mild protection of a limb or body segment for acute and prophylactic care. | The DonJoy DiscoStrap is designed to provide comfort and support of the lumbar spine. It may be suitable for the symptomatic relief of acute and chronic low back pain. • A prolapsed (herniated) disc, stage 3: extrusion & stage 4: sequestration • Spondylolisthesis • Stable vertebral fractures of the lumbar tract • Lumbar spinal canal stenosis | f you have skin disorders/injuries in the relevant part of the body, the product should be fitted and worn only after consultation with a medical professional. Do not use if you are allergic to any of the materials contained within this product.
82-0066-4 | LUMBOFORCE 5 32CM SIZE L | BRACING & SUPPORTS | DONJOY | CER-PRBR2252 | 0888912DJO000084157C | 00190446779551 | 33031 | Y060308 | DONJOY® Lumboforce® | 13-00284 | Providing support and stabilization to the limb or body segment. • Providing partial immobilization or controlled movement to the limb or body segment. • Providing mild protection of a limb or body segment for acute and prophylactic care. | The DonJoy DiscoStrap is designed to provide comfort and support of the lumbar spine. It may be suitable for the symptomatic relief of acute and chronic low back pain. • A prolapsed (herniated) disc, stage 3: extrusion & stage 4: sequestration • Spondylolisthesis • Stable vertebral fractures of the lumbar tract • Lumbar spinal canal stenosis | f you have skin disorders/injuries in the relevant part of the body, the product should be fitted and worn only after consultation with a medical professional. Do not use if you are allergic to any of the materials contained within this product.
82-0066-5 | LUMBOFORCE 5 32CM SIZE XL | BRACING & SUPPORTS | DONJOY | CER-PRBR2252 | 0888912DJO000084157C | 00190446779568 | 33031 | Y060308 | DONJOY® Lumboforce® | 13-00284 | Providing support and stabilization to the limb or body segment. • Providing partial immobilization or controlled movement to the limb or body segment. • Providing mild protection of a limb or body segment for acute and prophylactic care. | The DonJoy DiscoStrap is designed to provide comfort and support of the lumbar spine. It may be suitable for the symptomatic relief of acute and chronic low back pain. • A prolapsed (herniated) disc, stage 3: extrusion & stage 4: sequestration • Spondylolisthesis • Stable vertebral fractures of the lumbar tract • Lumbar spinal canal stenosis | f you have skin disorders/injuries in the relevant part of the body, the product should be fitted and worn only after consultation with a medical professional. Do not use if you are allergic to any of the materials contained within this product.
82-0066-6 | LUMBOFORCE 5 32CM SIZE XXL | BRACING & SUPPORTS | DONJOY | CER-PRBR2252 | 0888912DJO000084157C | 00190446779575 | 33031 | Y060308 | DONJOY® Lumboforce® | 13-00284 | Providing support and stabilization to the limb or body segment. • Providing partial immobilization or controlled movement to the limb or body segment. • Providing mild protection of a limb or body segment for acute and prophylactic care. | The DonJoy DiscoStrap is designed to provide comfort and support of the lumbar spine. It may be suitable for the symptomatic relief of acute and chronic low back pain. • A prolapsed (herniated) disc, stage 3: extrusion & stage 4: sequestration • Spondylolisthesis • Stable vertebral fractures of the lumbar tract • Lumbar spinal canal stenosis | f you have skin disorders/injuries in the relevant part of the body, the product should be fitted and worn only after consultation with a medical professional. Do not use if you are allergic to any of the materials contained within this product.
82-0066-7 | LUMBOFORCE 5 32CM SIZE XXXL | BRACING & SUPPORTS | DONJOY | CER-PRBR2252 | 0888912DJO000084157C | 00190446779582 | 33031 | Y060308 | DONJOY® Lumboforce® | 13-00284 | Providing support and stabilization to the limb or body segment. • Providing partial immobilization or controlled movement to the limb or body segment. • Providing mild protection of a limb or body segment for acute and prophylactic care. | The DonJoy DiscoStrap is designed to provide comfort and support of the lumbar spine. It may be suitable for the symptomatic relief of acute and chronic low back pain. • A prolapsed (herniated) disc, stage 3: extrusion & stage 4: sequestration • Spondylolisthesis • Stable vertebral fractures of the lumbar tract • Lumbar spinal canal stenosis | f you have skin disorders/injuries in the relevant part of the body, the product should be fitted and worn only after consultation with a medical professional. Do not use if you are allergic to any of the materials contained within this product.
82-0063-2 | LUMBOFORCE 4 26CM SIZE S |  |  |  |  | 00190446779391 | 33031 | Y060308 | DONJOY® Lumboforce® | 13-00088 | • Providing support and stabilization to the limb or body segment. • Providing partial immobilization or controlled movement to the limb or body segment. • Providing mild protection of a limb or body segment for acute and prophylactic care. | The DonJoy LumboForce® 4 was developed to provide comfort and support for the lumbar spine. Bridging orthosis to relieve the lumbar spine. • A prolapsed (herniated) disc, stage 3: extrusion & stage 4: sequestration • Spondylolisthesis • Stable vertebral fractures of the lumbar tract • Lumbar spinal canal stenosis • Spinal canal decompression | If you have skin disorders/injuries in the relevant part of the body, the product should be fitted and worn only after consultation with a medical professional. Do not use if you are allergic to any of the materials contained within this product
82-0063-3 | LUMBOFORCE 4 26CM SIZE M | BRACING & SUPPORTS | DONJOY | CER-PRBR2252 | 0888912DJO000084147A | 00190446779407 | 33031 | Y060308 | DONJOY® Lumboforce® | 13-00088 | • Providing support and stabilization to the limb or body segment. • Providing partial immobilization or controlled movement to the limb or body segment. • Providing mild protection of a limb or body segment for acute and prophylactic care. | The DonJoy LumboForce® 4 was developed to provide comfort and support for the lumbar spine. Bridging orthosis to relieve the lumbar spine. • A prolapsed (herniated) disc, stage 3: extrusion & stage 4: sequestration • Spondylolisthesis • Stable vertebral fractures of the lumbar tract • Lumbar spinal canal stenosis • Spinal canal decompression | If you have skin disorders/injuries in the relevant part of the body, the product should be fitted and worn only after consultation with a medical professional. Do not use if you are allergic to any of the materials contained within this product
82-0063-4 | LUMBOFORCE 4 26CM SIZE L | BRACING & SUPPORTS | DONJOY | CER-PRBR2252 | 0888912DJO000084147A | 00190446779414 | 33031 | Y060308 | DONJOY® Lumboforce® | 13-00088 | • Providing support and stabilization to the limb or body segment. • Providing partial immobilization or controlled movement to the limb or body segment. • Providing mild protection of a limb or body segment for acute and prophylactic care. | The DonJoy LumboForce® 4 was developed to provide comfort and support for the lumbar spine. Bridging orthosis to relieve the lumbar spine. • A prolapsed (herniated) disc, stage 3: extrusion & stage 4: sequestration • Spondylolisthesis • Stable vertebral fractures of the lumbar tract • Lumbar spinal canal stenosis • Spinal canal decompression | If you have skin disorders/injuries in the relevant part of the body, the product should be fitted and worn only after consultation with a medical professional. Do not use if you are allergic to any of the materials contained within this product
82-0063-5 | LUMBOFORCE 4 26CM SIZE XL | BRACING & SUPPORTS | DONJOY | CER-PRBR2252 | 0888912DJO000084147A | 00190446779421 | 33031 | Y060308 | DONJOY® Lumboforce® | 13-00088 | • Providing support and stabilization to the limb or body segment. • Providing partial immobilization or controlled movement to the limb or body segment. • Providing mild protection of a limb or body segment for acute and prophylactic care. | The DonJoy LumboForce® 4 was developed to provide comfort and support for the lumbar spine. Bridging orthosis to relieve the lumbar spine. • A prolapsed (herniated) disc, stage 3: extrusion & stage 4: sequestration • Spondylolisthesis • Stable vertebral fractures of the lumbar tract • Lumbar spinal canal stenosis • Spinal canal decompression | If you have skin disorders/injuries in the relevant part of the body, the product should be fitted and worn only after consultation with a medical professional. Do not use if you are allergic to any of the materials contained within this product
82-0063-6 | LUMBOFORCE 4 26CM SIZE XXL | BRACING & SUPPORTS | DONJOY | CER-PRBR2252 | 0888912DJO000084147A | 00190446779438 | 33031 | Y060308 | DONJOY® Lumboforce® | 13-00088 | • Providing support and stabilization to the limb or body segment. • Providing partial immobilization or controlled movement to the limb or body segment. • Providing mild protection of a limb or body segment for acute and prophylactic care. | The DonJoy LumboForce® 4 was developed to provide comfort and support for the lumbar spine. Bridging orthosis to relieve the lumbar spine. • A prolapsed (herniated) disc, stage 3: extrusion & stage 4: sequestration • Spondylolisthesis • Stable vertebral fractures of the lumbar tract • Lumbar spinal canal stenosis • Spinal canal decompression | If you have skin disorders/injuries in the relevant part of the body, the product should be fitted and worn only after consultation with a medical professional. Do not use if you are allergic to any of the materials contained within this product
82-0064-3 | LUMBOFORCE 4 32CM SIZE M | BRACING & SUPPORTS | DONJOY | CER-PRBR2252 | 0888912DJO000084147A | 00190446779445 | 33031 | Y060308 | DONJOY® Lumboforce® | 13-00088 | • Providing support and stabilization to the limb or body segment. • Providing partial immobilization or controlled movement to the limb or body segment. • Providing mild protection of a limb or body segment for acute and prophylactic care. | The DonJoy LumboForce® 4 was developed to provide comfort and support for the lumbar spine. Bridging orthosis to relieve the lumbar spine. • A prolapsed (herniated) disc, stage 3: extrusion & stage 4: sequestration • Spondylolisthesis • Stable vertebral fractures of the lumbar tract • Lumbar spinal canal stenosis • Spinal canal decompression | If you have skin disorders/injuries in the relevant part of the body, the product should be fitted and worn only after consultation with a medical professional. Do not use if you are allergic to any of the materials contained within this product
82-0064-4 | LUMBOFORCE 4 32CM SIZE L | BRACING & SUPPORTS | DONJOY | CER-PRBR2252 | 0888912DJO000084147A | 00190446779452 | 33031 | Y060308 | DONJOY® Lumboforce® | 13-00088 | • Providing support and stabilization to the limb or body segment. • Providing partial immobilization or controlled movement to the limb or body segment. • Providing mild protection of a limb or body segment for acute and prophylactic care. | The DonJoy LumboForce® 4 was developed to provide comfort and support for the lumbar spine. Bridging orthosis to relieve the lumbar spine. • A prolapsed (herniated) disc, stage 3: extrusion & stage 4: sequestration • Spondylolisthesis • Stable vertebral fractures of the lumbar tract • Lumbar spinal canal stenosis • Spinal canal decompression | If you have skin disorders/injuries in the relevant part of the body, the product should be fitted and worn only after consultation with a medical professional. Do not use if you are allergic to any of the materials contained within this product
82-0064-5 | LUMBOFORCE 4 32CM SIZE XL | BRACING & SUPPORTS | DONJOY | CER-PRBR2252 | 0888912DJO000084147A | 00190446779469 | 33031 | Y060308 | DONJOY® Lumboforce® | 13-00088 | • Providing support and stabilization to the limb or body segment. • Providing partial immobilization or controlled movement to the limb or body segment. • Providing mild protection of a limb or body segment for acute and prophylactic care. | The DonJoy LumboForce® 4 was developed to provide comfort and support for the lumbar spine. Bridging orthosis to relieve the lumbar spine. • A prolapsed (herniated) disc, stage 3: extrusion & stage 4: sequestration • Spondylolisthesis • Stable vertebral fractures of the lumbar tract • Lumbar spinal canal stenosis • Spinal canal decompression | If you have skin disorders/injuries in the relevant part of the body, the product should be fitted and worn only after consultation with a medical professional. Do not use if you are allergic to any of the materials contained within this product
82-0064-6 | LUMBOFORCE 4 32CM SIZE XXL | BRACING & SUPPORTS | DONJOY | CER-PRBR2252 | 0888912DJO000084147A | 00190446779476 | 33031 | Y060308 | DONJOY® Lumboforce® | 13-00088 | • Providing support and stabilization to the limb or body segment. • Providing partial immobilization or controlled movement to the limb or body segment. • Providing mild protection of a limb or body segment for acute and prophylactic care. | The DonJoy LumboForce® 4 was developed to provide comfort and support for the lumbar spine. Bridging orthosis to relieve the lumbar spine. • A prolapsed (herniated) disc, stage 3: extrusion & stage 4: sequestration • Spondylolisthesis • Stable vertebral fractures of the lumbar tract • Lumbar spinal canal stenosis • Spinal canal decompression | If you have skin disorders/injuries in the relevant part of the body, the product should be fitted and worn only after consultation with a medical professional. Do not use if you are allergic to any of the materials contained within this product
82-0064-7 | LUMBOFORCE 4 32CM SIZE XXXL | BRACING & SUPPORTS | DONJOY | CER-PRBR2252 | 0888912DJO000084147A | 00190446779483 | 33031 | Y060308 | DONJOY® Lumboforce® | 13-00088 | • Providing support and stabilization to the limb or body segment. • Providing partial immobilization or controlled movement to the limb or body segment. • Providing mild protection of a limb or body segment for acute and prophylactic care. | The DonJoy LumboForce® 4 was developed to provide comfort and support for the lumbar spine. Bridging orthosis to relieve the lumbar spine. • A prolapsed (herniated) disc, stage 3: extrusion & stage 4: sequestration • Spondylolisthesis • Stable vertebral fractures of the lumbar tract • Lumbar spinal canal stenosis • Spinal canal decompression | If you have skin disorders/injuries in the relevant part of the body, the product should be fitted and worn only after consultation with a medical professional. Do not use if you are allergic to any of the materials contained within this product

## MDT Customer
SKU Number | Description | Model Name | Product Brand | BUDI-DI | UDI-DI (GTIN) | GMDN | EMDN | Colonne1 | Colonne2 | Colonne3
225 | DELUXE SACRO-LUMBAR SUPPORT U | BELL-HORN Deluxe Sacro-Lumbar Support | BELL-HORN | 0888912DJO0000028967 | 00888912275637 | 41442 | Y060308
11-0015-2-06060 | LUMBOSACRAL SUPPORT,S,BLK | DONJOY® BACK SUPPORT | DONJOY | 0888912DJO000002745S | 00888912156691 | 41442 | Y060308
11-0015-3-06060 | LUMBOSACRAL SUPPORT,M,BLK | DONJOY® BACK SUPPORT | DONJOY | 0888912DJO000002745S | 00888912151856 | 41442 | Y060308
11-0015-4-06060 | LUMBOSACRAL SUPPORT,L,BLK | DONJOY® BACK SUPPORT | DONJOY | 0888912DJO000002745S | 00888912012553 | 41442 | Y060308
11-0015-5-06060 | LUMBOSACRAL SUPPORT,XL,BLK | DONJOY® BACK SUPPORT | DONJOY | 0888912DJO000002745S | 00888912012560 | 41442 | Y060308
11-0015-6-06060 | LUMBOSACRAL SUPPORT,XXL,BLK | DONJOY® BACK SUPPORT | DONJOY | 0888912DJO000002745S | 00888912012577 | 41442 | Y060308
11-1562-2 | DONJOY LSO W/CHAIRBACK,8",S | DONJOY® LSO WITH CHAIRBACK (8") BACK BRACE | DONJOY | 0888912DJO000002565Q | 00888912006910 | 41442 | Y060308
11-1562-3 | DONJOY LSO W/CHAIRBACK,8",M | DONJOY® LSO WITH CHAIRBACK (8") BACK BRACE | DONJOY | 0888912DJO000002565Q | 00888912006927 | 41442 | Y060308
11-1562-4 | DONJOY LSO W/CHAIRBACK,8",L | DONJOY® LSO WITH CHAIRBACK (8") BACK BRACE | DONJOY | 0888912DJO000002565Q | 00888912006934 | 41442 | Y060308
11-1562-5 | DONJOY LSO W/CHAIRBACK,8",XL | DONJOY® LSO WITH CHAIRBACK (8") BACK BRACE | DONJOY | 0888912DJO000002565Q | 00888912006941 | 41442 | Y060308
11-1562-6 | DONJOY LSO W/CHAIRBACK,8",XXL | DONJOY® LSO WITH CHAIRBACK (8") BACK BRACE | DONJOY | 0888912DJO000002565Q | 00888912017725 | 41442 | Y060308
11-1562-7 | DONJOY LSO W/CHAIRBACK,8",XXXL | DONJOY® LSO WITH CHAIRBACK (8") BACK BRACE | DONJOY | 0888912DJO000002565Q | 00888912017732 | 41442 | Y060308
11-1563-2 | STANDARD CHAIRBACK,S | DONJOY® LSO WITH CHAIRBACK (8") BACK BRACE | DONJOY | 0888912DJO000002565Q | 00888912160155 | 34833 | Y060380
11-1563-3 | STANDARD CHAIRBACK,M | DONJOY® LSO WITH CHAIRBACK (8") BACK BRACE | DONJOY | 0888912DJO000002565Q | 00888912154482 | 34833 | Y060380
11-1568-2 | DONJOY REGULAR (10"), S | DONJOY® LSO WITH CHAIRBACK (8") BACK BRACE | DONJOY | 0888912DJO000002565Q | 00888912017749 | 33031 | Y060308
11-1568-3 | DONJOY REGULAR (10"), M | DONJOY® LSO WITH CHAIRBACK (8") BACK BRACE | DONJOY | 0888912DJO000002565Q | 00888912017756 | 33031 | Y060308
11-1568-4 | DONJOY REGULAR (10"), L | DONJOY® LSO WITH CHAIRBACK (8") BACK BRACE | DONJOY | 0888912DJO000002565Q | 00888912006958 | 33031 | Y060308
11-1568-5 | DONJOY REGULAR (10"), XL | DONJOY® LSO WITH CHAIRBACK (8") BACK BRACE | DONJOY | 0888912DJO000002565Q | 00888912006965 | 33031 | Y060308
11-1568-6 | DONJOY REGULAR (10"), XXL | DONJOY® LSO WITH CHAIRBACK (8") BACK BRACE | DONJOY | 0888912DJO000002565Q | 00888912006972 | 33031 | Y060308
11-1568-7 | DONJOY REGULAR (10"), XXXL | DONJOY® LSO WITH CHAIRBACK (8") BACK BRACE | DONJOY | 0888912DJO000002565Q | 00888912017763 | 33031 | Y060308
11-1569-2 | DONJOY LOW PROFILE (8"), S | DONJOY® LSO WITH CHAIRBACK (8") BACK BRACE | DONJOY | 0888912DJO000002565Q | 00888912006989 | 33031 | Y060308
11-1569-3 | DONJOY LOW PROFILE (8"), M | DONJOY® LSO WITH CHAIRBACK (8") BACK BRACE | DONJOY | 0888912DJO000002565Q | 00888912006996 | 33031 | Y060308
11-1569-4 | DONJOY LOW PROFILE (8"), L | DONJOY® LSO WITH CHAIRBACK (8") BACK BRACE | DONJOY | 0888912DJO000002565Q | 00888912007009 | 33031 | Y060308
11-1569-5 | DONJOY LOW PROFILE (8"), XL | DONJOY® LSO WITH CHAIRBACK (8") BACK BRACE | DONJOY | 0888912DJO000002565Q | 00888912017770 | 33031 | Y060308
11-1569-6 | DONJOY LOW PROFILE (8"), XXL | DONJOY® LSO WITH CHAIRBACK (8") BACK BRACE | DONJOY | 0888912DJO000002565Q | 00888912017787 | 33031 | Y060308
11-1569-7 | DONJOY LOW PROFILE (8"), XXXL | DONJOY® LSO WITH CHAIRBACK (8") BACK BRACE | DONJOY | 0888912DJO000002565Q | 00888912017794 | 33031 | Y060308
11-1570-2 | DONJOY LITE 9",S | DONJOY® LO LITE (9") BACK BRACE | DONJOY | 0888912DJO000002625K | 00888912007016 | 33031 | Y060308
11-1570-3 | DONJOY LITE 9",M | DONJOY® LO LITE (9") BACK BRACE | DONJOY | 0888912DJO000002625K | 00888912007023 | 33031 | Y060308
11-1570-4 | DONJOY LITE 9",L | DONJOY® LO LITE (9") BACK BRACE | DONJOY | 0888912DJO000002625K | 00888912007030 | 33031 | Y060308
11-1570-5 | DONJOY LITE 9",XL | DONJOY® LO LITE (9") BACK BRACE | DONJOY | 0888912DJO000002625K | 00888912007047 | 33031 | Y060308
11-1570-6 | DONJOY LITE 9",XXL | DONJOY® LO LITE (9") BACK BRACE | DONJOY | 0888912DJO000002625K | 00888912007054 | 33031 | Y060308
11-1571-3 | DONJOY SI BELT, S/M | DONJOY® SI BELT | DONJOY | 0888912DJO000002445H | 00888912007061 | 41025 | Y060308
11-1571-4 | DONJOY SI BELT, L | DONJOY® SI BELT | DONJOY | 0888912DJO000002445H | 00888912007078 | 41025 | Y060308
11-1576-2 | DONJOY LSO PREMIUM PLUS, S | DONJOY® LSO WITH CHAIRBACK (8") BACK BRACE | DONJOY | 0888912DJO000002565Q | 00888912154857 | 41442 | Y060308
11-1576-3 | DONJOY LSO PREMIUM PLUS, M | DONJOY® LSO WITH CHAIRBACK (8") BACK BRACE | DONJOY | 0888912DJO000002565Q | 00888912156615 | 41442 | Y060308
11-1576-4 | DONJOY LSO PREMIUM PLUS, L | DONJOY® LSO WITH CHAIRBACK (8") BACK BRACE | DONJOY | 0888912DJO000002565Q | 00888912017800 | 41442 | Y060308
11-1576-5 | DONJOY LSO PREMIUM PLUS, XL | DONJOY® LSO WITH CHAIRBACK (8") BACK BRACE | DONJOY | 0888912DJO000002565Q | 00888912017817 | 41442 | Y060308
11-1576-6 | DONJOY LSO PREMIUM PLUS, XXL | DONJOY® LSO WITH CHAIRBACK (8") BACK BRACE | DONJOY | 0888912DJO000002565Q | 00888912017824 | 41442 | Y060308
11-1585-2 | DONJOY BACK BRACE II TLSO, S | DONJOY® TLSO II | DONJOY | 0888912DJO000002355G | 00888912217873 | 33031 | Y060308
11-1585-3 | DONJOY BACK BRACE II TLSO, M | DONJOY® TLSO II | DONJOY | 0888912DJO000002355G | 00888912217880 | 33031 | Y060308
11-1585-4 | DONJOY BACK BRACE II TLSO, L | DONJOY® TLSO II | DONJOY | 0888912DJO000002355G | 00888912217897 | 33031 | Y060308
11-1585-5 | DONJOY BACK BRACE II TLSO, XL | DONJOY® TLSO II | DONJOY | 0888912DJO000002355G | 00888912217903 | 33031 | Y060308
11-1585-6 | DONJOY BACK BRACE II TLSO, XXL | DONJOY® TLSO II | DONJOY | 0888912DJO000002355G | 00888912217910 | 33031 | Y060308
11-1586-1 | DONJOY BACK BRACE II POSTURAL EXTENSION, S/M | DonJoy® Back Brace II Postural Extension Brace | DONJOY | 0888912DJO000002345E | 00888912217927 | 33031 | Y060308
11-1586-2 | DONJOY BACK BRACE II POSTURAL EXTENSION, L/XL | DonJoy® Back Brace II Postural Extension Brace | DONJOY | 0888912DJO000002345E | 00888912217934 | 33031 | Y060308
12-8692 | PLASTIC PLATE 28x57CM FOR LUMBAR SUPPORT | DONJOY® Lumboforce® | DONJOY | 0888912DJO000002675V | 00888912231459 | 41442 | Y060308
25-0026 | ACCESSORY PELOTTE FOR ERNISTRAP | Softgoods Accessories | DONJOY | 0888912DJO0000028865 | 00190446315209 | 35409 | Y060380
25-9881 | SILICONE LUMBOFORCE BACK INSERT | Softgoods Accessories | DONJOY | 0888912DJO0000028865 | 00888912288422 | 33031 | Y060308
79-82502 | SAC LUMB W/COMPRESSION ST, XS | PROCARE® PREMIUM PANEL ELASTIC BINDER | PROCARE | 0888912DJO000002415B | 00888912029926 | 41442 | Y060308
79-82503 | SAC LUMB W/COMPRESSION ST,S | PROCARE® PREMIUM PANEL ELASTIC BINDER | PROCARE | 0888912DJO000002415B | 00888912029933 | 41442 | Y060308
79-82505 | SAC LUMB W/COMPRESSION ST,M | PROCARE® PREMIUM PANEL ELASTIC BINDER | PROCARE | 0888912DJO000002415B | 00888912029940 | 41442 | Y060308
79-82507 | SAC LUMB W/COMPRESSION ST,L | PROCARE® PREMIUM PANEL ELASTIC BINDER | PROCARE | 0888912DJO000002415B | 00888912029957 | 41442 | Y060308
79-82508 | SAC LUMB W/COMPRESSION ST,XL | PROCARE® PREMIUM PANEL ELASTIC BINDER | PROCARE | 0888912DJO000002415B | 00888912029964 | 41442 | Y060308
79-82509 | SAC LUMB W/COMPRESSION,ST,XXL | PROCARE® PREMIUM PANEL ELASTIC BINDER | PROCARE | 0888912DJO000002415B | 00888912029971 | 41442 | Y060308
79-82509-10 | SAC LUM W/COMPRESS.STRAP XXXL | PROCARE® PREMIUM PANEL ELASTIC BINDER | PROCARE | 0888912DJO000002415B | 00888912029988 | 41442 | Y060308
79-82509-11 | SAC LUM W/COMPRESS.STRAP XXXXL | PROCARE® PREMIUM PANEL ELASTIC BINDER | PROCARE | 0888912DJO000002415B | 00888912029995 | 41442 | Y060308
79-83003 | FORM FIT CERVICAL COLLAR, S | PROCARE® FORM FIT CERVICAL COLLAR | PROCARE | 0888912DJO0000024059 | 00888912030533 | 41039 | Y060312
79-83004 | FORM FIT CERVICAL COLLAR,SM/LONG | PROCARE® FORM FIT CERVICAL COLLAR | PROCARE | 0888912DJO0000024059 | 00888912030540 | 41039 | Y060312
79-83005 | FORM FIT CERVICAL COLLAR,M | PROCARE® FORM FIT CERVICAL COLLAR | PROCARE | 0888912DJO0000024059 | 00888912030557 | 41039 | Y060312
79-83006 | FORM FIT CERVICAL COLLAR,M/LONG | PROCARE® FORM FIT CERVICAL COLLAR | PROCARE | 0888912DJO0000024059 | 00888912030564 | 41039 | Y060312
79-83007 | FORM FIT CERVICAL COLLAR,L | PROCARE® FORM FIT CERVICAL COLLAR | PROCARE | 0888912DJO0000024059 | 00888912030571 | 41039 | Y060312
79-83008 | FORM FIT CERVICAL COLLAR,XL | PROCARE® FORM FIT CERVICAL COLLAR | PROCARE | 0888912DJO0000024059 | 00888912030588 | 41039 | Y060312
79-83011 | FORM FIT CERVICAL COLLAR, XXS | PROCARE® FORM FIT CERVICAL COLLAR | PROCARE | 0888912DJO0000024059 | 00888912030618 | 41039 | Y060312
79-83012 | FORM FIT CERVICAL COLL (XS) | PROCARE® FORM FIT CERVICAL COLLAR | PROCARE | 0888912DJO0000024059 | 00888912030625 | 41039 | Y060312
79-83013 | FORM FIT CERVICAL COLL (S) | PROCARE® FORM FIT CERVICAL COLLAR | PROCARE | 0888912DJO0000024059 | 00888912030632 | 41039 | Y060312
79-83014 | FORM FIT CERV COLL (SM/LONG) | PROCARE® FORM FIT CERVICAL COLLAR | PROCARE | 0888912DJO0000024059 | 00888912030649 | 41039 | Y060312
79-83015 | FORM FIT CERVICAL COLL (M) | PROCARE® FORM FIT CERVICAL COLLAR | PROCARE | 0888912DJO0000024059 | 00888912030656 | 41039 | Y060312
79-83016 | FORM FIT CERV COLL (M-LONG) | PROCARE® FORM FIT CERVICAL COLLAR | PROCARE | 0888912DJO0000024059 | 00888912030663 | 41039 | Y060312
79-83017 | FORM FIT CERVICAL COLLAR (L) | PROCARE® FORM FIT CERVICAL COLLAR | PROCARE | 0888912DJO0000024059 | 00888912030670 | 41039 | Y060312
79-83018 | FORM FIT CERV COLL (XL) | PROCARE® FORM FIT CERVICAL COLLAR | PROCARE | 0888912DJO0000024059 | 00888912030687 | 41039 | Y060312
79-83019 | FORM FIT,CERV COLL,(X-LNG,NAR) | PROCARE® FORM FIT CERVICAL COLLAR | PROCARE | 0888912DJO0000024059 | 00888912030694 | 41039 | Y060312
79-83122 | CALIF TRACH. COLLAR,2 1/4,XS | PROCARE® CALIFORNIA TRACHEOTOMY COLLAR | PROCARE | 0888912DJO000002335C | 00888912031035 | 41039 | Y060312
79-83123 | CALIF TRACH. COLLAR,2 1/4,S | PROCARE® CALIFORNIA TRACHEOTOMY COLLAR | PROCARE | 0888912DJO000002335C | 00888912031042 | 41039 | Y060312
79-83125 | CALIF TRACH. COLLAR,2 1/4,M | PROCARE® CALIFORNIA TRACHEOTOMY COLLAR | PROCARE | 0888912DJO000002335C | 00888912031059 | 41039 | Y060312
79-83127 | CALIF TRACH. COLLAR,2 1/4,L | PROCARE® CALIFORNIA TRACHEOTOMY COLLAR | PROCARE | 0888912DJO000002335C | 00888912031066 | 41039 | Y060312
79-83130 | ONE PIECE CERVICAL COLLAR, PEDIATRIC | PROCARE® ONE PIECE CERVICAL COLLAR | PROCARE | 0888912DJO000002635M | 00888912031073 | 41039 | Y060312
79-83131 | ONE PIECE CERVICAL COLLAR, ADULT | PROCARE® ONE PIECE CERVICAL COLLAR | PROCARE | 0888912DJO000002635M | 00888912009645 | 41039 | Y060312
79-83133 | CALIF TRACH. COLLAR,3 1/4,S | PROCARE® CALIFORNIA TRACHEOTOMY COLLAR | PROCARE | 0888912DJO000002335C | 00888912031080 | 41039 | Y060312
79-83135 | CALIF TRACH. COLLAR,3 1/4,M | PROCARE® CALIFORNIA TRACHEOTOMY COLLAR | PROCARE | 0888912DJO000002335C | 00888912031097 | 41039 | Y060312
79-83137 | CALIF TRACH. COLLAR,3 1/4,L | PROCARE® CALIFORNIA TRACHEOTOMY COLLAR | PROCARE | 0888912DJO000002335C | 00888912031103 | 41039 | Y060312
79-83143 | CALIF TRACH. COLLAR,4 1/4,S | PROCARE® CALIFORNIA TRACHEOTOMY COLLAR | PROCARE | 0888912DJO000002335C | 00888912031110 | 41039 | Y060312
79-83145 | CALIF TRACH. COLLAR,4 1/4,M | PROCARE® CALIFORNIA TRACHEOTOMY COLLAR | PROCARE | 0888912DJO000002335C | 00888912031127 | 41039 | Y060312
79-83147 | CALIF TRACH. COLLAR,4 1/4,L | PROCARE® CALIFORNIA TRACHEOTOMY COLLAR | PROCARE | 0888912DJO000002335C | 00888912031134 | 41039 | Y060312
79-83153 | CALIF TRACH. COLLAR,5 1/4,S | PROCARE® CALIFORNIA TRACHEOTOMY COLLAR | PROCARE | 0888912DJO000002335C | 00888912031141 | 41039 | Y060312
79-83155 | CALIF TRACH. COLLAR,5 1/4,M | PROCARE® CALIFORNIA TRACHEOTOMY COLLAR | PROCARE | 0888912DJO000002335C | 00888912031158 | 41039 | Y060312
79-83157 | CALIF TRACH. COLLAR,5 1/4,L | PROCARE® CALIFORNIA TRACHEOTOMY COLLAR | PROCARE | 0888912DJO000002335C | 00888912031165 | 41039 | Y060312
79-83201 | XTEND 174, SUPER SHORT | PROCARE® XTEND 174 CERVICAL COLLAR | PROCARE | 0888912DJO000002455K | 00888912031271 | 41039 | Y060312
79-83202 | XTEND 174 PED 3 | PROCARE® XTEND 174 CERVICAL COLLAR | PROCARE | 0888912DJO000002455K | 00888912031288 | 41039 | Y060312
79-83203 | XTEND 174, SHORT | PROCARE® XTEND 174 CERVICAL COLLAR | PROCARE | 0888912DJO000002455K | 00888912031295 | 41039 | Y060312
79-83204 | XTEND 174, PED 3 REPL PAD SET | PROCARE® XTEND 174 CERVICAL COLLAR | PROCARE | 0888912DJO000002455K | 00888912031301 | 41039 | Y060312
79-83205 | XTEND 174, REGULAR | PROCARE® XTEND 174 CERVICAL COLLAR | PROCARE | 0888912DJO000002455K | 00888912031318 | 41039 | Y060312
79-83207 | XTEND 174, TALL | PROCARE® XTEND 174 CERVICAL COLLAR | PROCARE | 0888912DJO000002455K | 00888912009652 | 41039 | Y060312
79-83208 | XTEND 174, STOUT | PROCARE® XTEND 174 CERVICAL COLLAR | PROCARE | 0888912DJO000002455K | 00888912031332 | 41039 | Y060312
79-83214 | ACC TRANSITIONAL 172 POSTERIOR PANEL, PED-1/PED-2 | Softgoods Accessories | PROCARE | 0888912DJO0000028865 | 00888912386968 | 41039 | Y060380
79-83221 | XTEND 174, SUPER SHORT W/REPL PAD | PROCARE® XTEND 174 CERVICAL COLLAR | PROCARE | 0888912DJO000002455K | 00888912031349 | 41039 | Y060312
79-83224 | XTEND 174 STANDARD REPL PAD SET | PROCARE® XTEND 174 CERVICAL COLLAR | PROCARE | 0888912DJO000002455K | 00888912031363 | 41039 | Y060312
79-83225 | XTEND 174 STOUT REPL PAD SET | PROCARE® XTEND 174 CERVICAL COLLAR | PROCARE | 0888912DJO000002455K | 00888912031370 | 41039 | Y060312
79-83232 | XTEND 174, XS W/REPL PAD | PROCARE® XTEND 174 CERVICAL COLLAR | PROCARE | 0888912DJO000002455K | 00888912031400 | 41039 | Y060312
79-83233 | XTEND 174, SHORT W/REPL PAD | PROCARE® XTEND 174 CERVICAL COLLAR | PROCARE | 0888912DJO000002455K | 00888912031417 | 41039 | Y060312
79-83235 | XTEND 174, REGULAR W/REPL PAD | PROCARE® XTEND 174 CERVICAL COLLAR | PROCARE | 0888912DJO000002455K | 00888912031424 | 41039 | Y060312
79-83237 | XTEND 174, TALL W/REPL PAD | PROCARE® XTEND 174 CERVICAL COLLAR | PROCARE | 0888912DJO000002455K | 00888912031431 | 41039 | Y060312
79-83238 | XTEND 174, STOUT W/REPL PAD | PROCARE® XTEND 174 CERVICAL COLLAR | PROCARE | 0888912DJO000002455K | 00888912031448 | 41039 | Y060312
79-83242 | ACC TRANSITIONAL 172 COLLAR PAD SET, PED-1/PED-2 | PROCARE® TRANSITIONAL 172 CERVICAL COLLAR | PROCARE | 0888912DJO000002735Q | 00888912387019 | 41039 | Y060312
79-83251 | XTEND 174, PED 1 | PROCARE® XTEND 174 CERVICAL COLLAR | PROCARE | 0888912DJO000002455K | 00888912031486 | 41039 | Y060312
79-83252 | XTEND 174, PED 2 | PROCARE® XTEND 174 CERVICAL COLLAR | PROCARE | 0888912DJO000002455K | 00888912031493 | 41039 | Y060312
79-83253 | XTEND 174, PED 1 REPL PAD SET | PROCARE® XTEND 174 CERVICAL COLLAR | PROCARE | 0888912DJO000002455K | 00888912154574 | 41039 | Y060312
79-83254 | XTEND 174, PED 2 REPL PAD SET | PROCARE® XTEND 174 CERVICAL COLLAR | PROCARE | 0888912DJO000002455K | 00888912157865 | 41039 | Y060312
79-83260 | ADAMS COLLAR, (MULTI), 10 CASE | PROCARE® ADAMS COLLAR | PROCARE | 0888912DJO000002475P | 00888912068673 | 41039 | Y060312
79-83263 | ADAMS COLLAR, SMALL, 10/CS | PROCARE® ADAMS COLLAR | PROCARE | 0888912DJO000002475P | 00888912068680 | 41039 | Y060312
79-83265 | ADAMS COLLAR, MEDIUM, 10/CS | PROCARE® ADAMS COLLAR | PROCARE | 0888912DJO000002475P | 00888912068697 | 41039 | Y060312
79-83267 | ADAMS COLLAR, LARGE, 10/CS | PROCARE® ADAMS COLLAR | PROCARE | 0888912DJO000002475P | 00888912068703 | 41039 | Y060312
79-83272 | TRANSITIONAL 172 COLLAR, PED-1 | PROCARE® TRANSITIONAL 172 CERVICAL COLLAR | PROCARE | 0888912DJO000002735Q | 00888912031509 | 41039 | Y060380
79-83273 | TRANSITIONAL 172 COLLAR, PED-2 | PROCARE® TRANSITIONAL 172 CERVICAL COLLAR | PROCARE | 0888912DJO000002735Q | 00888912031516 | 41039 | Y060380
79-83275 | TRANSITIONAL 172 COLLAR, PED-3 | PROCARE® TRANSITIONAL 172 CERVICAL COLLAR | PROCARE | 0888912DJO000002735Q | 00888912031523 | 41039 | Y060380
79-83277 | TRANSITIONAL 172 COLLAR, PED-4 | PROCARE® TRANSITIONAL 172 CERVICAL COLLAR | PROCARE | 0888912DJO000002735Q | 00888912031530 | 41039 | Y060380
79-83278 | TRANSITIONAL 172 COLLAR, PED-5 | PROCARE® TRANSITIONAL 172 CERVICAL COLLAR | PROCARE | 0888912DJO000002735Q | 00888912031547 | 41039 | Y060380
79-83281 | XTEND 174, PED 0 | PROCARE® XTEND 174 CERVICAL COLLAR | PROCARE | 0888912DJO000002455K | 00888912154093 | 41039 | Y060312
79-83283 | TRANSITIONAL 172 COLLAR, ADULT SHORT | PROCARE® TRANSITIONAL 172 CERVICAL COLLAR | PROCARE | 0888912DJO000002735Q | 00888912009669 | 41039 | Y060380
79-83285 | TRANSITIONAL 172 COLLAR, ADULT REGULAR | PROCARE® TRANSITIONAL 172 CERVICAL COLLAR | PROCARE | 0888912DJO000002735Q | 00888912031554 | 41039 | Y060380
79-83287 | TRANSITIONAL 172 COLLAR, ADULT TALL | PROCARE® TRANSITIONAL 172 CERVICAL COLLAR | PROCARE | 0888912DJO000002735Q | 00888912031561 | 41039 | Y060380
79-83288 | TRANSITIONAL 172 COLLAR, ADULT X-TALL | PROCARE® TRANSITIONAL 172 CERVICAL COLLAR | PROCARE | 0888912DJO000002735Q | 00888912031578 | 41039 | Y060380
79-83295 | ACC TRANSITIONAL 172 COLLAR PAD SET, PED-3/PED-4/PED-5 | PROCARE® TRANSITIONAL 172 CERVICAL COLLAR | PROCARE | 0888912DJO000002735Q | 00888912031585 | 41039 | Y060312
79-83325 | ACC TRANSITIONAL 172 COLLAR PAD SET, ADULT | PROCARE® TRANSITIONAL 172 CERVICAL COLLAR | PROCARE | 0888912DJO000002735Q | 00888912031646 | 41039 | Y060380
79-83351 | TRANSITIONAL 172 COLLAR SET, PED-1 | PROCARE® TRANSITIONAL 172 CERVICAL COLLAR | PROCARE | 0888912DJO000002735Q | 00888912031653 | 41039 | Y060380
79-83352 | TRANSITIONAL 172 COLLAR SET, PED-2 | PROCARE® TRANSITIONAL 172 CERVICAL COLLAR | PROCARE | 0888912DJO000002735Q | 00888912031660 | 41039 | Y060380
79-83353 | TRANSITIONAL 172 COLLAR SET, PED-3 | PROCARE® TRANSITIONAL 172 CERVICAL COLLAR | PROCARE | 0888912DJO000002735Q | 00888912031677 | 41039 | Y060380
79-83354 | TRANSITIONAL 172 COLLAR SET, PED-4 | PROCARE® TRANSITIONAL 172 CERVICAL COLLAR | PROCARE | 0888912DJO000002735Q | 00888912031684 | 41039 | Y060380
79-83355 | TRANSITIONAL 172 COLLAR SET, PED-5 | PROCARE® TRANSITIONAL 172 CERVICAL COLLAR | PROCARE | 0888912DJO000002735Q | 00888912031691 | 41039 | Y060380
79-83363 | TRANSITIONAL 172 COLLAR SET, ADULT SHORT | PROCARE® TRANSITIONAL 172 CERVICAL COLLAR | PROCARE | 0888912DJO000002735Q | 00888912031714 | 41039 | Y060380
79-83365 | TRANSITIONAL 172 COLLAR SET, ADULT REGULAR | PROCARE® TRANSITIONAL 172 CERVICAL COLLAR | PROCARE | 0888912DJO000002735Q | 00888912009683 | 41039 | Y060380
79-83367 | TRANSITIONAL 172 COLLAR SET, ADULT TALL | PROCARE® TRANSITIONAL 172 CERVICAL COLLAR | PROCARE | 0888912DJO000002735Q | 00888912031721 | 41039 | Y060380
79-83368 | TRANSITIONAL 172 COLLAR SET, ADULT X-TALL | PROCARE® TRANSITIONAL 172 CERVICAL COLLAR | PROCARE | 0888912DJO000002735Q | 00888912031738 | 41039 | Y060380
79-83500 | 3" UNIVERSAL CLINIC COLLAR | PROCARE® FORM FIT CERVICAL COLLAR | PROCARE | 0888912DJO0000024059 | 00888912031806 | 41039 | Y060312
79-83510 | 4" UNIVERSAL CLINIC COLLAR | PROCARE® FORM FIT CERVICAL COLLAR | PROCARE | 0888912DJO0000024059 | 00888912031899 | 41039 | Y060312
79-83520 | 2.5" UNIVERSAL CERVICAL COLLAR | PROCARE® FORM FIT CERVICAL COLLAR | PROCARE | 0888912DJO0000024059 | 00888912031905 | 41039 | Y060312
79-83922 | XTEND 174, XSMALL | PROCARE® XTEND 174 CERVICAL COLLAR | PROCARE | 0888912DJO000002455K | 00190446298489 | 41039 | Y060312
79-83942 | XTEND 174 XSMALL REPL PAD SET | PROCARE® XTEND 174 CERVICAL COLLAR | DEFAULT | 0888912DJO000002455K | 00190446298595 | 41039 | Y060312
79-83972 | XTEND 174, PED 0 REPL PAD SET | PROCARE® XTEND 174 CERVICAL COLLAR | PROCARE | 0888912DJO000002455K | 00190446347224 | 41039 | Y060312
79-85001 | CLAVICLE SPLINT,PED,XXS | PROCARE® CLAVICLE SPLINT | PROCARE | 0888912DJO000002425D | 00888912033145 | 13810 | Y060621
79-85002 | CLAVICLE SPLINT,XS | PROCARE® CLAVICLE SPLINT | PROCARE | 0888912DJO000002425D | 00888912033152 | 13810 | Y060621
79-85003 | CLAVICLE SPLINT,S | PROCARE® CLAVICLE SPLINT | PROCARE | 0888912DJO000002425D | 00888912033169 | 13810 | Y060621
79-85005 | CLAVICLE SPLINT,M | PROCARE® CLAVICLE SPLINT | PROCARE | 0888912DJO000002425D | 00888912033176 | 13810 | Y060621
79-85007 | CLAVICLE SPLINT,L | PROCARE® CLAVICLE SPLINT | PROCARE | 0888912DJO000002425D | 00888912033183 | 13810 | Y060621
79-85008 | CLAVICLE SPLINT,XL | PROCARE® CLAVICLE SPLINT | PROCARE | 0888912DJO000002425D | 00888912033190 | 13810 | Y060621
79-85009 | CLAVICLE SPLINT,XXL | PROCARE® CLAVICLE SPLINT | PROCARE | 0888912DJO000002425D | 00888912033206 | 13810 | Y060621
79-85100 | UNIVERSAL CLAVICLE SPLINT | PROCARE® CLAVICLE SPLINT | PROCARE | 0888912DJO000002425D | 00888912009720 | 47217 | Y060621
79-89003 | 10 DBL-PULL SACRO-LUMBAR (S) | PROCARE® PREMIUM PANEL ELASTIC BINDER | PROCARE | 0888912DJO000002415B | 00888912035910 | 47217 | Y060621
79-89005 | 10 DBL PULL SACRO-LUMBAR (M) | PROCARE® PREMIUM PANEL ELASTIC BINDER | PROCARE | 0888912DJO000002415B | 00888912035927 | 47217 | Y060621
79-89006 | 10 DBL PULL SACRO-LUMB(MED/LG) | PROCARE® PREMIUM PANEL ELASTIC BINDER | PROCARE | 0888912DJO000002415B | 00888912035934 | 47217 | Y060621
79-89007 | 10 DBL PULL SACRO-LUMBAR (L) | PROCARE® PREMIUM PANEL ELASTIC BINDER | PROCARE | 0888912DJO000002415B | 00888912035941 | 47217 | Y060621
79-89008 | 10 DBL PULL SACRO-LUMBAR (XL) | PROCARE® PREMIUM PANEL ELASTIC BINDER | PROCARE | 0888912DJO000002415B | 00888912035958 | 47217 | Y060621
79-89009 | 10"DBL PULL SACRO LUMBAR XXL | PROCARE® PREMIUM PANEL ELASTIC BINDER | PROCARE | 0888912DJO000002415B | 00888912035965 | 47217 | Y060621
79-89009-10 | 10" DBL PULL SACRO LUM XXXL | PROCARE® PREMIUM PANEL ELASTIC BINDER | PROCARE | 0888912DJO000002415B | 00888912035972 | 47217 | Y060621
79-89040 | 10 CRISS-CROSS BINDER (UNIV) | PROCARE® PREMIUM PANEL ELASTIC BINDER | PROCARE | 0888912DJO000002415B | 00888912036115 | 47217 | Y060621
79-89043 | 10" ABDOMINAL BINDER, S | PROCARE® PREMIUM PANEL ELASTIC BINDER | PROCARE | 0888912DJO000002415B | 00888912036122 | 47217 | Y060621
79-89045 | 10" ABDOMINAL BINDER,M | PROCARE® PREMIUM PANEL ELASTIC BINDER | PROCARE | 0888912DJO000002415B | 00888912036139 | 47217 | Y060621
79-89047 | 10" ABDOMINAL BINDER,L | PROCARE® PREMIUM PANEL ELASTIC BINDER | PROCARE | 0888912DJO000002415B | 00888912036146 | 47217 | Y060621
79-89048 | 10" ABDOMINAL BINDER,XL | PROCARE® PREMIUM PANEL ELASTIC BINDER | PROCARE | 0888912DJO000002415B | 00888912036153 | 47217 | Y060621
79-89049 | 10" ABDOMINAL BINDER,XXL | PROCARE® PREMIUM PANEL ELASTIC BINDER | PROCARE | 0888912DJO000002415B | 00888912036160 | 47217 | Y060621
79-89050 | UNIVERSAL RIB BELT / MALE | PROCARE® PREMIUM PANEL ELASTIC BINDER | PROCARE | 0888912DJO000002415B | 00888912036177 | 47217 | Y060621
79-89050-004 | UNIVERSAL RIB BELT / MALE | PROCARE® PREMIUM PANEL ELASTIC BINDER | PROCARE | 0888912DJO000002415B | 00888912392778 | 47217 | Y060621
79-89060 | UNIVERSAL RIB BELT / FEMALE | PROCARE® PREMIUM PANEL ELASTIC BINDER | PROCARE | 0888912DJO000002415B | 00888912036184 | 47217 | Y060621
79-89060-004 | UNIVERSAL RIB BELT /FEMALE | PROCARE® PREMIUM PANEL ELASTIC BINDER | PROCARE | 0888912DJO000002415B | 00888912392808 | 47217 | Y060621
79-89070 | 9" 3-PANEL BINDER (30 "- 45") | PROCARE® PREMIUM PANEL ELASTIC BINDER | PROCARE | 0888912DJO000002415B | 00888912009805 | 47217 | Y060621
79-89071 | 9 " 3-PANEL BINDER (45" - 62") | PROCARE® PREMIUM PANEL ELASTIC BINDER | PROCARE | 0888912DJO000002415B | 00888912009812 | 47217 | Y060621
79-89080 | 10 UNIVERSAL ABD/SAC SUPPORT | PROCARE® PREMIUM PANEL ELASTIC BINDER | PROCARE | 0888912DJO000002415B | 00888912009829 | 47217 | Y060621
79-89083 | INDUSTRIAL BACK SPRT,SM | PROCARE® INDUSTRIAL BACK SUPPORT | PROCARE | 0888912DJO000002385N | 00888912156530 | 33031 | Y060308
79-89085 | INDUSTRIAL BACK SPRT,M | PROCARE® INDUSTRIAL BACK SUPPORT | PROCARE | 0888912DJO000002385N | 00888912036290 | 33031 | Y060308
79-89087 | INDUSTRIAL BACK SUPPORT - LG | PROCARE® INDUSTRIAL BACK SUPPORT | PROCARE | 0888912DJO000002385N | 00888912036306 | 33031 | Y060308
79-89088 | INDUSTRIAL BACK SUPPORT - XL | PROCARE® INDUSTRIAL BACK SUPPORT | PROCARE | 0888912DJO000002385N | 00888912036313 | 33031 | Y060308
79-89089 | INDUSTRIAL BACK SUPPORT - XXL | PROCARE® INDUSTRIAL BACK SUPPORT | PROCARE | 0888912DJO000002385N | 00888912036320 | 33031 | Y060308
79-89090 | 12 " 4-PANEL BINDER (30"- 45") | PROCARE® PREMIUM PANEL ELASTIC BINDER | PROCARE | 0888912DJO000002415B | 00888912009836 | 47217 | Y060621
79-89091 | 12 "4-PANEL BINDER (45"- 62") | PROCARE® PREMIUM PANEL ELASTIC BINDER | PROCARE | 0888912DJO000002415B | 00888912009843 | 47217 | Y060621
79-89120 | COMFORT-FORM INSERT - 8" | PROCARE® COMFORT FOAM INSERT | PROCARE | 0888912DJO000002365J | 00888912036405 | 33031 | Y060308
79-89142 | IND BACK SUP W/SUSPENDERS XS | PROCARE® INDUSTRIAL BACK SUPPORT | PROCARE | 0888912DJO000002385N | 00888912036412 | 33031 | Y060308
79-89143 | IND BACK SUPP W/SUSPENDERS-SM | PROCARE® INDUSTRIAL BACK SUPPORT | PROCARE | 0888912DJO000002385N | 00888912036429 | 33031 | Y060308
79-89145 | IND BACK SUPP W/SUSPENDERS-M | PROCARE® INDUSTRIAL BACK SUPPORT | PROCARE | 0888912DJO000002385N | 00888912036436 | 33031 | Y060308
79-89147 | IND BACK SUPP W/SUSPENDERS-LG | PROCARE® INDUSTRIAL BACK SUPPORT | PROCARE | 0888912DJO000002385N | 00888912036443 | 33031 | Y060308
79-89148 | IND BACK SUPP W/SUSPENDERS-XL | PROCARE® INDUSTRIAL BACK SUPPORT | PROCARE | 0888912DJO000002385N | 00888912036450 | 33031 | Y060308
79-89149 | IND BACK SUPP W/SUSPENDERS-XXL | PROCARE® INDUSTRIAL BACK SUPPORT | PROCARE | 0888912DJO000002385N | 00888912036467 | 33031 | Y060308
79-89149L | IND BACK SUPP W/SUSP XXXL | PROCARE® INDUSTRIAL BACK SUPPORT | PROCARE | 0888912DJO000002385N | 00888912036474 | 33031 | Y060308
79-89149X | IND BACK SUPP W/SUSP - XXXXL | PROCARE® INDUSTRIAL BACK SUPPORT | PROCARE | 0888912DJO000002385N | 00888912036481 | 33031 | Y060308
79-89150 | UNIV DELUXE RIB BELT,MALE | PROCARE® PREMIUM PANEL ELASTIC BINDER | PROCARE | 0888912DJO000002415B | 00888912036498 | 47217 | Y060621
79-89151 | UNIV DLX RIB BELT,MALE U/XL | PROCARE® PREMIUM PANEL ELASTIC BINDER | PROCARE | 0888912DJO000002415B | 00888912036504 | 47217 | Y060621
79-89160 | UNIV DELUXE RIB BELT,FEMALE | PROCARE® PREMIUM PANEL ELASTIC BINDER | PROCARE | 0888912DJO000002415B | 00888912036511 | 47217 | Y060621
79-89183 | 10 CRISS-CROSS W/SIDE PULL-SM | PROCARE® PREMIUM PANEL ELASTIC BINDER | PROCARE | 0888912DJO000002415B | 00888912036573 | 47217 | Y060621
79-89185 | 10 CRISS-CROSS W/SIDE PULL-M | PROCARE® PREMIUM PANEL ELASTIC BINDER | PROCARE | 0888912DJO000002415B | 00888912036580 | 47217 | Y060621
79-89187 | 10 CRISS-CROSS W/SIDE PULL-LG | PROCARE® PREMIUM PANEL ELASTIC BINDER | PROCARE | 0888912DJO000002415B | 00888912036597 | 47217 | Y060621
79-89188 | 10 CRISS-CROSS W/SIDE PULL-XL | PROCARE® PREMIUM PANEL ELASTIC BINDER | PROCARE | 0888912DJO000002415B | 00888912036603 | 47217 | Y060621
79-89189 | 10 CRISS-CROSS BINDER - XXL | PROCARE® PREMIUM PANEL ELASTIC BINDER | PROCARE | 0888912DJO000002415B | 00888912036610 | 47217 | Y060621
79-89210 | 9" 3-PANEL BINDER(62"-74") | PROCARE® PREMIUM PANEL ELASTIC BINDER | PROCARE | 0888912DJO000002415B | 00888912036689 | 47217 | Y060621
79-89220 | 12" 4 PANEL BINDER(62"-74") | PROCARE® PREMIUM PANEL ELASTIC BINDER | PROCARE | 0888912DJO000002415B | 00888912009850 | 47217 | Y060621
79-89240 | CLINIC RET. SUP W/COMP STR-S/M | PROCARE® PREMIUM PANEL ELASTIC BINDER | PROCARE | 0888912DJO000002415B | 00888912036719 | 41442 | Y060308
79-89241 | CLINIC RET.SUP W/COMP STR-L/XL | PROCARE® PREMIUM PANEL ELASTIC BINDER | PROCARE | 0888912DJO000002415B | 00888912036726 | 41442 | Y060308
79-89250 | 9" PANEL BINDER(82-100"), XXXL | PROCARE® PREMIUM PANEL ELASTIC BINDER | PROCARE | 0888912DJO000002415B | 00888912036733 | 47217 | Y060621
79-89260 | 12" PANEL BINDER(82-100"), 3XL | PROCARE® PREMIUM PANEL ELASTIC BINDER | PROCARE | 0888912DJO000002415B | 00888912036740 | 47217 | Y060621
79-89270 | 9" 3-PANEL BINDER(72-84") 2XL | PROCARE® PREMIUM PANEL ELASTIC BINDER | PROCARE | 0888912DJO000002415B | 00888912036801 | 47217 | Y060621
79-89280 | 12" 4-PANEL BINDER(72-84") 2XL | PROCARE® PREMIUM PANEL ELASTIC BINDER | PROCARE | 0888912DJO000002415B | 00888912036818 | 47217 | Y060621
79-89293 | MATERNITY BELT - S | PROCARE® MATERNITY BELT | PROCARE | 0888912DJO000002395Q | 00888912036825 | 33031 | Y060308
79-89295 | MATERNITY BELT - M | PROCARE® MATERNITY BELT | PROCARE | 0888912DJO000002395Q | 00888912036832 | 33031 | Y060308
79-89297 | MATERNITY BELT - L | PROCARE® MATERNITY BELT | PROCARE | 0888912DJO000002395Q | 00888912036849 | 33031 | Y060308
79-89298 | MATERNITY BELT - XL | PROCARE® MATERNITY BELT | PROCARE | 0888912DJO000002395Q | 00888912036856 | 33031 | Y060308
79-89323 | 12" ABDOMINAL BINDER,S | PROCARE® PREMIUM PANEL ELASTIC BINDER | PROCARE | 0888912DJO000002415B | 00888912036863 | 47217 | Y060621
79-89325 | 12" ABDOMINAL BINDER,M | PROCARE® PREMIUM PANEL ELASTIC BINDER | PROCARE | 0888912DJO000002415B | 00888912036870 | 47217 | Y060621
79-89327 | 12" ABDOMINAL BINDER,L | PROCARE® PREMIUM PANEL ELASTIC BINDER | PROCARE | 0888912DJO000002415B | 00888912036887 | 47217 | Y060621
79-89328 | 12" ABDOMINAL BINDER,XL | PROCARE® PREMIUM PANEL ELASTIC BINDER | PROCARE | 0888912DJO000002415B | 00888912036894 | 47217 | Y060621
79-89329 | 12" ABDOMINAL BINDER,XXL | PROCARE® PREMIUM PANEL ELASTIC BINDER | PROCARE | 0888912DJO000002415B | 00888912036900 | 47217 | Y060621
79-89333 | 14" ABDOMINAL BINDER,S | PROCARE® PREMIUM PANEL ELASTIC BINDER | PROCARE | 0888912DJO000002415B | 00888912036917 | 47217 | Y060621
79-89335 | 14" ABDOMINAL BINDER,M | PROCARE® PREMIUM PANEL ELASTIC BINDER | PROCARE | 0888912DJO000002415B | 00888912036924 | 47217 | Y060621
79-89337 | 14" ABDOMINAL BINDER,L | PROCARE® PREMIUM PANEL ELASTIC BINDER | PROCARE | 0888912DJO000002415B | 00888912036931 | 47217 | Y060621
79-89338 | 14" ABDOMINAL BINDER,XL | PROCARE® PREMIUM PANEL ELASTIC BINDER | PROCARE | 0888912DJO000002415B | 00888912036948 | 47217 | Y060621
79-89339 | 14" ABDOMINAL BINDER,XXL | PROCARE® PREMIUM PANEL ELASTIC BINDER | PROCARE | 0888912DJO000002415B | 00888912036955 | 47217 | Y060621
79-89352 | COMFORTFORM BACK SUPP, XS | PROCARE® ComfortFORM™ Back Support | PROCARE | 0888912DJO000002595W | 00888912037013 | 33031 | Y060308
79-89353 | COMFORTFORM BACK SUPP, SM | PROCARE® ComfortFORM™ Back Support | PROCARE | 0888912DJO000002595W | 00888912037020 | 33031 | Y060308
79-89355 | COMFORTFORM BACK SUPP, MED | PROCARE® ComfortFORM™ Back Support | PROCARE | 0888912DJO000002595W | 00888912037037 | 33031 | Y060308
79-89357 | COMFORT FORM BACK SUPP, LG | PROCARE® ComfortFORM™ Back Support | PROCARE | 0888912DJO000002595W | 00888912037044 | 33031 | Y060308
79-89358 | COMFORT FORM BACK SUPP, XL | PROCARE® ComfortFORM™ Back Support | PROCARE | 0888912DJO000002595W | 00888912037051 | 33031 | Y060308
79-89359 | COMFORT FORM BACK SUPP, XXL | PROCARE® ComfortFORM™ Back Support | PROCARE | 0888912DJO000002595W | 00888912037068 | 33031 | Y060308
79-89359-10 | COMFORT FORM BACK SUPP, XXXL | PROCARE® ComfortFORM™ Back Support | PROCARE | 0888912DJO000002595W | 00888912037075 | 33031 | Y060308
79-89364 | 9" PERSONAL BINDER, S/M | PROCARE® PREMIUM PANEL ELASTIC BINDER | PROCARE | 0888912DJO000002415B | 00888912037082 | 47217 | Y060621
79-89366 | 9" PERSONAL BINDER, M/L | PROCARE® PREMIUM PANEL ELASTIC BINDER | PROCARE | 0888912DJO000002415B | 00888912037099 | 47217 | Y060621
79-89376 | 10" PERSONAL BINDER, M/L | PROCARE® PREMIUM PANEL ELASTIC BINDER | PROCARE | 0888912DJO000002415B | 00888912037105 | 47217 | Y060621
79-89384 | 12" PERSONAL BINDER, S/M | PROCARE® PREMIUM PANEL ELASTIC BINDER | PROCARE | 0888912DJO000002415B | 00888912037112 | 47217 | Y060621
79-89386 | 12" PERSONAL BINDER, M/L | PROCARE® PREMIUM PANEL ELASTIC BINDER | PROCARE | 0888912DJO000002415B | 00888912009867 | 47217 | Y060621
79-90173 | HIP ABDUCTION PILLOW,S | PROCARE® HIP ABDUCTION PILLOWS | PROCARE | 0888912DJO000002465M | 00888912037334 | 36228 | Y0699
79-90180 | SLIMLINE HIP ABDUC.PILLOW,UNIV | PROCARE® HIP ABDUCTION PILLOWS | PROCARE | 0888912DJO000002465M | 00888912037365 | 36228 | Y0699
79-91000 | GAIT BELT,UNIVERSAL | PROCARE® GAIT BELT | PROCARE | 0888912DJO000002435F | 00888912038119 | 33031 | Y060308
79-91010 | HEAVY DUTY GAIT BELT | PROCARE® HEAVY DUTY GAIT BELT | PROCARE | 0888912DJO000002585U | 00888912038126 | 33031 | Y060308
79-91173 | QUICK-RELEASE ZIPPER BDYHLDR,S, 10/pk | PROCARE® QUICK-RELEASE ZIPPER BODY HOLDER | PROCARE | 0888912DJO000002515E | 00888912393324 | 16513 | Y122406
79-91175 | QUICK-RELEASE ZIPPER BDYHLDR, M, 10/pk | PROCARE® QUICK-RELEASE ZIPPER BODY HOLDER | PROCARE | 0888912DJO000002515E | 00888912393331 | 16513 | Y122406
79-91177 | QUICK-RELEASE ZIPPER BDYHLDR, L, 10/pk | PROCARE® QUICK-RELEASE ZIPPER BODY HOLDER | PROCARE | 0888912DJO000002515E | 00888912393348 | 16513 | Y122406
79-91178 | QUICK-RELEASE ZIPPER BDYHLDR, XL,8/pk | PROCARE® QUICK-RELEASE ZIPPER BODY HOLDER | PROCARE | 0888912DJO000002515E | 00888912393355 | 16513 | Y122406
79-91179 | QUICK-RELEASE ZIPPER BDYHLDR,XXL,8/pk | PROCARE® QUICK-RELEASE ZIPPER BODY HOLDER | PROCARE | 0888912DJO000002515E | 00888912393362 | 16513 | Y122406
79-91300 | SECURE-ALL BODY BELT, 12 PK | PROCARE® SECURE-ALL BODY BELT | PROCARE | 0888912DJO000002855X | 00888912038416 | 13356 | Y122406
79-91643 | VEST BODYHOLDER, S, 10 PK | PROCARE® VEST STYLE BODY HOLDERS | PROCARE | 0888912DJO000002865Z | 00888912038799 | 16513 | Y122406
79-91645 | VEST BODYHOLDER, M, 10 PK | PROCARE® VEST STYLE BODY HOLDERS | PROCARE | 0888912DJO000002865Z | 00888912038805 | 16513 | Y122406
79-91647 | VEST BODYHOLDER, L, 10 PK | PROCARE® VEST STYLE BODY HOLDERS | PROCARE | 0888912DJO000002865Z | 00888912038812 | 16513 | Y122406
79-91648 | VEST BDYHLDR, XL, 8 PK | PROCARE® VEST STYLE BODY HOLDERS | PROCARE | 0888912DJO000002865Z | 00888912038829 | 16513 | Y122406
79-92149 | 5-PANEL BINDER 62-74 | PROCARE® PREMIUM PANEL ELASTIC BINDER | PROCARE | 0888912DJO000002415B | 00888912038874 | 47217 | Y060621
79-99030 | BX/6,6"DELX RIB BELT,FEML,UNIV | PROCARE® PREMIUM PANEL ELASTIC BINDER | PROCARE | 0888912DJO000002415B | 00888912042390 | 64655 | Y060308
79-99040 | BX/6,6"DELX RIB BELT,MALE,UNIV | PROCARE® PREMIUM PANEL ELASTIC BINDER | PROCARE | 0888912DJO000002415B | 00888912042406 | 64655 | Y060308
79-99430 | 9" 3-PANEL BINDER,(30-45),6PK | PROCARE® PREMIUM PANEL ELASTIC BINDER | PROCARE | 0888912DJO000002415B | 00888912010085 | 47217 | Y060621
79-99431 | 9" 3-PANEL BINDER,(45-62),6PK | PROCARE® PREMIUM PANEL ELASTIC BINDER | PROCARE | 0888912DJO000002415B | 00888912010092 | 47217 | Y060621
79-99440 | 12" 4-PANEL BINDER,(30-45),6PK | PROCARE® PREMIUM PANEL ELASTIC BINDER | PROCARE | 0888912DJO000002415B | 00888912010108 | 47217 | Y060621
79-99441 | 12" 4-PANEL BINDER,(45-62),6PK | PROCARE® PREMIUM PANEL ELASTIC BINDER | PROCARE | 0888912DJO000002415B | 00888912010115 | 47217 | Y060621
81-89352 | COMFORTFORM BACK, XS | DONJOY® COMFORTFORM BACK SUPPORT | PROCARE | 0888912DJO000002505C | 00888912446891 | 33031 | Y060308
81-89353 | COMFORTFORM BACK,S | DONJOY® COMFORTFORM BACK SUPPORT | PROCARE | 0888912DJO000002505C | 00888912010498 | 33031 | Y060308
81-89355 | COMFORTFORM BACK,M | DONJOY® COMFORTFORM BACK SUPPORT | PROCARE | 0888912DJO000002505C | 00888912010504 | 33031 | Y060308
81-89357 | COMFORTFORM BACK,L | DONJOY® COMFORTFORM BACK SUPPORT | PROCARE | 0888912DJO000002505C | 00888912010511 | 33031 | Y060308
81-89358 | COMFORTFORM BACK,XL | DONJOY® COMFORTFORM BACK SUPPORT | PROCARE | 0888912DJO000002505C | 00888912010528 | 33031 | Y060308
81-89359 | COMFORTFORM BACK,XXL | DONJOY® COMFORTFORM BACK SUPPORT | PROCARE | 0888912DJO000002505C | 00888912010535 | 33031 | Y060308
81-89359-10 | COMFORTFORM BACK,XXXL | DONJOY® COMFORTFORM BACK SUPPORT | PROCARE | 0888912DJO000002505C | 00888912010542 | 33031 | Y060308
81-97070 | ABDOMINAL BINDER,S/M | DONJOY® PERFORMANCE ELASTIC ABDOMINAL SUPPORT | PROCARE | 0888912DJO000002525G | 00888912446983 | 47217 | Y060621
81-97071 | ABDOMINAL BINDER,L/XL | DONJOY® PERFORMANCE ELASTIC ABDOMINAL SUPPORT | PROCARE | 0888912DJO000002525G | 00888912010580 | 47217 | Y060621
81-97100 | POSTURE CLAVICLE SUPPORT,UNIV | DONJOY® CLAVICLE POSTURE SUPPORT | PROCARE | 0888912DJO000002535J | 00888912010597 | 13810 | Y060621
81-97150 | ELASTIC RIB BELT,UNIV | DONJOY® ELASTIC RIB SUPPORT | PROCARE | 0888912DJO000002545L | 00888912447034 | 44848 | Y060499
81-97400 | CERVICAL COLLAR,UNIVERSAL | DONJOY® Cervical Collar | PROCARE | 0888912DJO000002555N | 00888912447232 | 41039 | Y060312
81-97903 | HERNIA BELT, S | DONJOY® HERNIA BELT | PROCARE | 0888912DJO000002645P | 00888912042901 | 35409 | Y060380
81-97905 | HERNIA BELT, M | DONJOY® HERNIA BELT | PROCARE | 0888912DJO000002645P | 00888912042918 | 35409 | Y060380
81-97907 | HERNIA BELT, L | DONJOY® HERNIA BELT | PROCARE | 0888912DJO000002645P | 00888912042925 | 35409 | Y060380
81-97908 | HERNIA BELT, XL | DONJOY® HERNIA BELT | PROCARE | 0888912DJO000002645P | 00888912042932 | 35409 | Y060380
82-0026-1 | ERNISTRAP SIZE S | DONJOY® ERNISTRAP™ | DONJOY | 0888912DJO0000023158 | 00190446297901 | 35409 | Y060380
82-0026-2 | ERNISTRAP SIZE M | DONJOY® ERNISTRAP™ | DONJOY | 0888912DJO0000023158 | 00190446297918 | 35409 | Y060380
82-0026-3 | ERNISTRAP SIZE L | DONJOY® ERNISTRAP™ | DONJOY | 0888912DJO0000023158 | 00190446297925 | 35409 | Y060380
82-0037-1 | LOMBOSTRAP H26CM SIZE S | DONJOY® LOMBOSTRAP™ | DONJOY | 0888912DJO0000023056 | 00190446299561 | 33031 | Y060308
82-0037-2 | LOMBOSTRAP H26CM SIZE M | DONJOY® LOMBOSTRAP™ | DONJOY | 0888912DJO0000023056 | 00190446299578 | 33031 | Y060308
82-0037-3 | LOMBOSTRAP H26CM SIZE L | DONJOY® LOMBOSTRAP™ | DONJOY | 0888912DJO0000023056 | 00190446299585 | 33031 | Y060308
82-0038-1 | LOMBOSTRAP H21CM SIZE S | DONJOY® LOMBOSTRAP™ | DONJOY | 0888912DJO0000023056 | 00190446308188 | 33031 | Y060308
82-0038-2 | LOMBOSTRAP H21CM SIZE M | DONJOY® LOMBOSTRAP™ | DONJOY | 0888912DJO0000023056 | 00190446308201 | 33031 | Y060308
82-0038-3 | LOMBOSTRAP H21CM SIZE L | DONJOY® LOMBOSTRAP™ | DONJOY | 0888912DJO0000023056 | 00190446308218 | 33031 | Y060308
82-0216-1 | LUMBOFORCE BACK BRACE CAT 1 - H 23 - SIZE XS | DONJOY® Lumboforce® | DONJOY | 0888912DJO000002675V | 00888912449403 | 33031 | Y060308
82-0216-2 | LUMBOFORCE BACK BRACE CAT 1 - H 23 - SIZE S | DONJOY® Lumboforce® | DONJOY | 0888912DJO000002675V | 00888912449410 | 33031 | Y060308
82-0216-3 | LUMBOFORCE BACK BRACE CAT 1 - H 23 - SIZE M | DONJOY® Lumboforce® | DONJOY | 0888912DJO000002675V | 00888912449427 | 33031 | Y060308
82-0216-4 | LUMBOFORCE BACK BRACE CAT 1 - H 23 - SIZE L | DONJOY® Lumboforce® | DONJOY | 0888912DJO000002675V | 00888912449434 | 33031 | Y060308
82-0216-5 | LUMBOFORCE BACK BRACE CAT 1 - H 23 - SIZE XL | DONJOY® Lumboforce® | DONJOY | 0888912DJO000002675V | 00888912449441 | 33031 | Y060308
82-0216-6 | LUMBOFORCE BACK BRACE CAT 1 - H 23 - SIZE XXL | DONJOY® Lumboforce® | DONJOY | 0888912DJO000002675V | 00888912449458 | 33031 | Y060308
82-0216-7 | LUMBOFORCE BACK BRACE CAT 1 - H 23 - SIZE XXXL | DONJOY® Lumboforce® | DONJOY | 0888912DJO000002675V | 00888912449465 | 33031 | Y060308
82-0218-1 | LUMBOFORCE BACK BRACE CAT 2 - H 26 - SIZE XS | DONJOY® Lumboforce® | DONJOY | 0888912DJO000002685X | 00888912449472 | 33031 | Y060308
82-0218-2 | LUMBOFORCE BACK BRACE CAT 2 - H 26 - SIZE S | DONJOY® Lumboforce® | DONJOY | 0888912DJO000002685X | 00888912449489 | 33031 | Y060308
82-0218-3 | LUMBOFORCE BACK BRACE CAT 2 - H 26 - SIZE M | DONJOY® Lumboforce® | DONJOY | 0888912DJO000002685X | 00888912449496 | 33031 | Y060308
82-0218-4 | LUMBOFORCE BACK BRACE CAT 2 - H 26 - SIZE L | DONJOY® Lumboforce® | DONJOY | 0888912DJO000002685X | 00888912449502 | 33031 | Y060308
82-0218-5 | LUMBOFORCE BACK BRACE CAT 2 - H 26 - SIZE XL | DONJOY® Lumboforce® | DONJOY | 0888912DJO000002685X | 00888912449519 | 33031 | Y060308
82-0218-6 | LUMBOFORCE BACK BRACE CAT 2 - H 26 - SIZE XXL | DONJOY® Lumboforce® | DONJOY | 0888912DJO000002685X | 00888912449526 | 33031 | Y060308
82-0218-7 | LUMBOFORCE BACK BRACE CAT 2 - H 26 - SIZE XXXL | DONJOY® Lumboforce® | DONJOY | 0888912DJO000002685X | 00888912449533 | 33031 | Y060308
82-0219-1 | LUMBOFORCE BACK BRACE CAT 3 - H 26 - SIZE XS | DONJOY® Lumboforce® | DONJOY | 0888912DJO000002695Z | 00888912449540 | 33031 | Y060308
82-0219-2 | LUMBOFORCE BACK BRACE CAT 3 - H 26 - SIZE S | DONJOY® Lumboforce® | DONJOY | 0888912DJO000002695Z | 00888912449557 | 33031 | Y060308
82-0219-3 | LUMBOFORCE BACK BRACE CAT 3 - H 26 - SIZE M | DONJOY® Lumboforce® | DONJOY | 0888912DJO000002695Z | 00888912449564 | 33031 | Y060308
82-0219-4 | LUMBOFORCE BACK BRACE CAT 3 - H 26 - SIZE L | DONJOY® Lumboforce® | DONJOY | 0888912DJO000002695Z | 00888912449571 | 33031 | Y060308
82-0219-5 | LUMBOFORCE BACK BRACE CAT 3 - H 26 - SIZE XL | DONJOY® Lumboforce® | DONJOY | 0888912DJO000002695Z | 00888912449588 | 33031 | Y060308
82-0219-6 | LUMBOFORCE BACK BRACE CAT 3 - H 26 - SIZE XXL | DONJOY® Lumboforce® | DONJOY | 0888912DJO000002695Z | 00888912449595 | 33031 | Y060308
82-0220-3 | LUMBOFORCE BACK BRACE CAT 3 - H 32 - SIZE M | DONJOY® Lumboforce® | DONJOY | 0888912DJO000002695Z | 00888912449601 | 33031 | Y060308
82-0220-4 | LUMBOFORCE BACK BRACE CAT 3 - H 32 - SIZE L | DONJOY® Lumboforce® | DONJOY | 0888912DJO000002695Z | 00888912449618 | 33031 | Y060308
82-0220-5 | LUMBOFORCE BACK BRACE CAT 3 - H 32 - SIZE XL | DONJOY® Lumboforce® | DONJOY | 0888912DJO000002695Z | 00888912449625 | 33031 | Y060308
82-0220-6 | LUMBOFORCE BACK BRACE CAT 3 - H 32 - SIZE XXL | DONJOY® Lumboforce® | DONJOY | 0888912DJO000002695Z | 00888912449632 | 33031 | Y060308
82-0220-7 | LUMBOFORCE BACK BRACE CAT 3 - H 32 - SIZE XXXL | DONJOY® Lumboforce® | DONJOY | 0888912DJO000002695Z | 00888912449649 | 33031 | Y060308
82-0221-1 | LUMBOFORCE BACK BRACE CAT 4 - H 26 - SIZE XS | DONJOY® Lumboforce® | DONJOY | 0888912DJO000002705J | 00888912449656 | 33031 | Y060308
82-0221-2 | LUMBOFORCE BACK BRACE CAT 4 - H 26 - SIZE S | DONJOY® Lumboforce® | DONJOY | 0888912DJO000002705J | 00888912449663 | 33031 | Y060308
82-0221-3 | LUMBOFORCE BACK BRACE CAT 4 - H 26 - SIZE M | DONJOY® Lumboforce® | DONJOY | 0888912DJO000002705J | 00888912449670 | 33031 | Y060308
82-0221-4 | LUMBOFORCE BACK BRACE CAT 4 - H 26 - SIZE L | DONJOY® Lumboforce® | DONJOY | 0888912DJO000002705J | 00888912449687 | 33031 | Y060308
82-0221-5 | LUMBOFORCE BACK BRACE CAT 4 - H 26 - SIZE XL | DONJOY® Lumboforce® | DONJOY | 0888912DJO000002705J | 00888912449694 | 33031 | Y060308
82-0221-6 | LUMBOFORCE BACK BRACE CAT 4 - H 26 - SIZE XXL | DONJOY® Lumboforce® | DONJOY | 0888912DJO000002705J | 00888912449700 | 33031 | Y060308
82-0222-3 | LUMBOFORCE BACK BRACE CAT 4 - H 32 - SIZE M | DONJOY® Lumboforce® | DONJOY | 0888912DJO000002705J | 00888912449717 | 33031 | Y060308
82-0222-4 | LUMBOFORCE BACK BRACE CAT 4 - H 32 - SIZE L | DONJOY® Lumboforce® | DONJOY | 0888912DJO000002705J | 00888912449724 | 33031 | Y060308
82-0222-5 | LUMBOFORCE BACK BRACE CAT 4 - H 32 - SIZE XL | DONJOY® Lumboforce® | DONJOY | 0888912DJO000002705J | 00888912449731 | 33031 | Y060308
82-0222-6 | LUMBOFORCE BACK BRACE CAT 4 - H 32 - SIZE XXL | DONJOY® Lumboforce® | DONJOY | 0888912DJO000002705J | 00888912449748 | 33031 | Y060308
82-0222-7 | LUMBOFORCE BACK BRACE CAT 4 - H 32 - SIZE XXXL | DONJOY® Lumboforce® | DONJOY | 0888912DJO000002705J | 00888912449755 | 33031 | Y060308
82-0223-1 | LUMBOFORCE BACK BRACE CAT 5 - H 26 - SIZE XS | DONJOY® Lumboforce® | DONJOY | 0888912DJO000002725N | 00888912449762 | 33031 | Y060308
82-0223-2 | LUMBOFORCE BACK BRACE CAT 5 - H 26 - SIZE S | DONJOY® Lumboforce® | DONJOY | 0888912DJO000002725N | 00888912449779 | 33031 | Y060308
82-0223-3 | LUMBOFORCE BACK BRACE CAT 5 - H 26 - SIZE M | DONJOY® Lumboforce® | DONJOY | 0888912DJO000002725N | 00888912449786 | 33031 | Y060308
82-0223-4 | LUMBOFORCE BACK BRACE CAT 5 - H 26 - SIZE L | DONJOY® Lumboforce® | DONJOY | 0888912DJO000002725N | 00888912449793 | 33031 | Y060308
82-0223-5 | LUMBOFORCE BACK BRACE CAT 5 - H 26 - SIZE XL | DONJOY® Lumboforce® | DONJOY | 0888912DJO000002725N | 00888912449809 | 33031 | Y060308
82-0223-6 | LUMBOFORCE BACK BRACE CAT 5 - H 26 - SIZE XXL | DONJOY® Lumboforce® | DONJOY | 0888912DJO000002725N | 00888912449816 | 33031 | Y060308
82-0224-3 | LUMBOFORCE BACK BRACE CAT 5 - H 32 - SIZE M | DONJOY® Lumboforce® | DONJOY | 0888912DJO000002725N | 00888912449823 | 33031 | Y060308
82-0224-4 | LUMBOFORCE BACK BRACE CAT 5 - H 32 - SIZE L | DONJOY® Lumboforce® | DONJOY | 0888912DJO000002725N | 00888912449830 | 33031 | Y060308
82-0224-5 | LUMBOFORCE BACK BRACE CAT 5 - H 32 - SIZE XL | DONJOY® Lumboforce® | DONJOY | 0888912DJO000002725N | 00888912449847 | 33031 | Y060308
82-0224-6 | LUMBOFORCE BACK BRACE CAT 5 - H 32 - SIZE XXL | DONJOY® Lumboforce® | DONJOY | 0888912DJO000002725N | 00888912449854 | 33031 | Y060308
82-0224-7 | LUMBOFORCE BACK BRACE CAT 5 - H 32 - SIZE XXXL | DONJOY® Lumboforce® | DONJOY | 0888912DJO000002725N | 00888912449861 | 33031 | Y060308
82-0227-1 | POROSTRAP LUMBAR SUPPORT 21 CM SIZE XS | DONJOY® POROSTRAP™ | DONJOY | 0888912DJO000002765W | 00888912449922 | 41442 | Y060308
82-0227-2 | POROSTRAP LUMBAR SUPPORT 21 CM SIZE S | DONJOY® POROSTRAP™ | DONJOY | 0888912DJO000002765W | 00888912449939 | 41442 | Y060308
82-0227-3 | POROSTRAP LUMBAR SUPPORT 21 CM SIZE M | DONJOY® POROSTRAP™ | DONJOY | 0888912DJO000002765W | 00888912449946 | 41442 | Y060308
82-0227-4 | POROSTRAP LUMBAR SUPPORT 21 CM SIZE L | DONJOY® POROSTRAP™ | DONJOY | 0888912DJO000002765W | 00888912449953 | 41442 | Y060308
82-0227-5 | POROSTRAP LUMBAR SUPPORT 21 CM SIZE XL | DONJOY® POROSTRAP™ | DONJOY | 0888912DJO000002765W | 00888912449960 | 41442 | Y060308
82-0228-1 | POROSTRAP LUMBAR SUPPORT 26 CM SIZE XS | DONJOY® POROSTRAP™ | DONJOY | 0888912DJO000002765W | 00888912449977 | 41442 | Y060308
82-0228-2 | POROSTRAP LUMBAR SUPPORT 26 CM SIZE S | DONJOY® POROSTRAP™ | DONJOY | 0888912DJO000002765W | 00888912449984 | 41442 | Y060308
82-0228-3 | POROSTRAP LUMBAR SUPPORT 26 CM SIZE M | DONJOY® POROSTRAP™ | DONJOY | 0888912DJO000002765W | 00888912449991 | 41442 | Y060308
82-0228-4 | POROSTRAP LUMBAR SUPPORT 26 CM SIZE L | DONJOY® POROSTRAP™ | DONJOY | 0888912DJO000002765W | 00888912450003 | 41442 | Y060308
82-0228-5 | POROSTRAP LUMBAR SUPPORT 26 CM SIZE XL | DONJOY® POROSTRAP™ | DONJOY | 0888912DJO000002765W | 00888912450010 | 41442 | Y060308
82-0229-1 | IMMOSTRAP H. 26 CM TAILLE XS | DONJOY® IMMOSTRAP™ | DONJOY | 0888912DJO000002775Y | 00888912450027 | 33031 | Y060308
82-0229-2 | IMMOSTRAP H. 26 CM TAILLE S | DONJOY® IMMOSTRAP™ | DONJOY | 0888912DJO000002775Y | 00888912450034 | 33031 | Y060308
82-0229-3 | IMMOSTRAP H. 26 CM TAILLE M | DONJOY® IMMOSTRAP™ | DONJOY | 0888912DJO000002775Y | 00888912450041 | 33031 | Y060308
82-0229-4 | IMMOSTRAP H. 26 CM TAILLE L | DONJOY® IMMOSTRAP™ | DONJOY | 0888912DJO000002775Y | 00888912450058 | 33031 | Y060308
82-0229-5 | IMMOSTRAP H. 26 CM TAILLE XL | DONJOY® IMMOSTRAP™ | DONJOY | 0888912DJO000002775Y | 00888912450065 | 33031 | Y060308
82-0230-1 | ACTISTRAP H. 21 CM TAILLE XS | DONJOY® ACTISTRAP™ | DONJOY | 0888912DJO000002815P | 00888912450072 | 41442 | Y060308
82-0230-2 | ACTISTRAP H. 21 CM TAILLE S | DONJOY® ACTISTRAP™ | DONJOY | 0888912DJO000002815P | 00888912450089 | 41442 | Y060308
82-0230-3 | ACTISTRAP H. 21 CM TAILLE M | DONJOY® ACTISTRAP™ | DONJOY | 0888912DJO000002815P | 00888912450096 | 41442 | Y060308
82-0230-4 | ACTISTRAP H. 21 CM TAILLE L | DONJOY® ACTISTRAP™ | DONJOY | 0888912DJO000002815P | 00888912450102 | 41442 | Y060308
82-0230-5 | ACTISTRAP H. 21 CM TAILLE XL | DONJOY® ACTISTRAP™ | DONJOY | 0888912DJO000002815P | 00888912450119 | 41442 | Y060308
82-0231-1 | ACTISTRAP H. 26 CM TAILLE XS | DONJOY® ACTISTRAP™ | DONJOY | 0888912DJO000002815P | 00888912450126 | 41442 | Y060308
82-0231-2 | ACTISTRAP H. 26 CM TAILLE S | DONJOY® ACTISTRAP™ | DONJOY | 0888912DJO000002815P | 00888912450133 | 41442 | Y060308
82-0231-3 | ACTISTRAP H. 26 CM TAILLE M | DONJOY® ACTISTRAP™ | DONJOY | 0888912DJO000002815P | 00888912450140 | 41442 | Y060308
82-0231-4 | ACTISTRAP H. 26 CM TAILLE L | DONJOY® ACTISTRAP™ | DONJOY | 0888912DJO000002815P | 00888912450157 | 41442 | Y060308
82-0231-5 | ACTISTRAP H. 26 CM TAILLE XL | DONJOY® ACTISTRAP™ | DONJOY | 0888912DJO000002815P | 00888912450164 | 41442 | Y060308
82-0231-6 | ACTISTRAP LUMBAR SUPPORT 26CM SIZE XXL | DONJOY® ACTISTRAP™ | DONJOY | 0888912DJO000002815P | 00190446156413 | 41442 | Y060308
82-0232-1 | ACTISTRAP LUMBAR SUPPORT 26CM SIZE XS + SILICONE INSERT | DONJOY® ACTISTRAP™ | DONJOY | 0888912DJO000002815P | 00888912649193 | 41442 | Y060308
82-0232-2 | ACTISTRAP LUMBAR SUPPORT 26CM SIZE S + SILICONE INSERT | DONJOY® ACTISTRAP™ | DONJOY | 0888912DJO000002815P | 00888912649209 | 41442 | Y060308
82-0232-3 | ACTISTRAP LUMBAR SUPPORT 26CM SIZE M + SILICONE INSERT | DONJOY® ACTISTRAP™ | DONJOY | 0888912DJO000002815P | 00888912649216 | 41442 | Y060308
82-0232-4 | ACTISTRAP LUMBAR SUPPORT 26CM SIZE L + SILICONE INSERT | DONJOY® ACTISTRAP™ | DONJOY | 0888912DJO000002815P | 00888912649223 | 41442 | Y060308
82-0232-5 | ACTISTRAP LUMBAR SUPPORT 26CM SIZE XL + SILICONE INSERT | DONJOY® ACTISTRAP™ | DONJOY | 0888912DJO000002815P | 00888912649230 | 41442 | Y060308
82-0233-1 | CONFORSTRAP LUMBAR SUPPORT 21CM FEMALE XS | DONJOY® CONFORSTRAP™ | DONJOY | 0888912DJO000002755U | 00888912450171 | 41442 | Y060308
82-0233-2 | CONFORSTRAP LUMBAR SUPPORT 21CM FEMALE S | DONJOY® CONFORSTRAP™ | DONJOY | 0888912DJO000002755U | 00888912450188 | 41442 | Y060308
82-0233-3 | CONFORSTRAP LUMBAR SUPPORT 21CM FEMALE M | DONJOY® CONFORSTRAP™ | DONJOY | 0888912DJO000002755U | 00888912450195 | 41442 | Y060308
82-0233-4 | CONFORSTRAP LUMBAR SUPPORT 21CM FEMALE L | DONJOY® CONFORSTRAP™ | DONJOY | 0888912DJO000002755U | 00888912450201 | 41442 | Y060308
82-0233-5 | CONFORSTRAP LUMBAR SUPPORT 21CM FEMALE XL | DONJOY® CONFORSTRAP™ | DONJOY | 0888912DJO000002755U | 00888912450218 | 41442 | Y060308
82-0234-1 | CONFORSTRAP LUMBAR SUPPORT 26CM MALE XS | DONJOY® CONFORSTRAP™ | DONJOY | 0888912DJO000002755U | 00888912450225 | 41442 | Y060308
82-0234-2 | CONFORSTRAP LUMBAR SUPPORT 26CM MALE S | DONJOY® CONFORSTRAP™ | DONJOY | 0888912DJO000002755U | 00888912450232 | 41442 | Y060308
82-0234-3 | CONFORSTRAP LUMBAR SUPPORT 26CM MALE M | DONJOY® CONFORSTRAP™ | DONJOY | 0888912DJO000002755U | 00888912450249 | 41442 | Y060308
82-0234-4 | CONFORSTRAP LUMBAR SUPPORT 26CM MALE L | DONJOY® CONFORSTRAP™ | DONJOY | 0888912DJO000002755U | 00888912450256 | 41442 | Y060308
82-0234-5 | CONFORSTRAP LUMBAR SUPPORT 26CM MALE XL | DONJOY® CONFORSTRAP™ | DONJOY | 0888912DJO000002755U | 00888912450263 | 41442 | Y060308
82-0236-1 | AIRSTRAP LUMBAR SUPPORT 26 CM SIZE XS | DONJOY® AIRSTRAP™ | DONJOY | 0888912DJO000002805M | 00888912450324 | 33031 | Y060308
82-0236-2 | AIRSTRAP LUMBAR SUPPORT 26 CM SIZE S | DONJOY® AIRSTRAP™ | DONJOY | 0888912DJO000002805M | 00888912450331 | 33031 | Y060308
82-0236-3 | AIRSTRAP LUMBAR SUPPORT 26 CM SIZE M | DONJOY® AIRSTRAP™ | DONJOY | 0888912DJO000002805M | 00888912450348 | 33031 | Y060308
82-0236-4 | AIRSTRAP LUMBAR SUPPORT 26 CM SIZE L | DONJOY® AIRSTRAP™ | DONJOY | 0888912DJO000002805M | 00888912450355 | 33031 | Y060308
82-0236-5 | AIRSTRAP LUMBAR SUPPORT 26 CM SIZE XL | DONJOY® AIRSTRAP™ | DONJOY | 0888912DJO000002805M | 00888912450362 | 33031 | Y060308
82-0237-1 | CONFORSTRAP LUMBAR SUPPORT 26CM XS + BACK PELOTTE | DONJOY® Conforstrap+™ | DONJOY | 0888912DJO000002295M | 00190446285687 | 41442 | Y060308
82-0237-2 | CONFORSTRAP LUMBAR SUPPORT 26CM S+ BACK PELOTTE | DONJOY® Conforstrap+™ | DONJOY | 0888912DJO000002295M | 00190446285649 | 41442 | Y060308
82-0237-3 | CONFORSTRAP LUMBAR SUPPORT 26CM M + BACK PELOTTE | DONJOY® Conforstrap+™ | DONJOY | 0888912DJO000002295M | 00190446285656 | 41442 | Y060308
82-0237-4 | CONFORSTRAP LUMBAR SUPPORT 26CM L + BACK PELOTTE | DONJOY® Conforstrap+™ | DONJOY | 0888912DJO000002295M | 00190446285663 | 41442 | Y060308
82-0237-5 | CONFORSTRAP LUMBAR SUPPORT 26CM XL + BACK PELOTTE | DONJOY® Conforstrap+™ | DONJOY | 0888912DJO000002295M | 00190446285670 | 41442 | Y060308
82-0238-1 | CONFORSTRAP LUMBAR SUPPORT 21CM XS + BACK PELOTTE | DONJOY® Conforstrap+™ | DONJOY | 0888912DJO000002295M | 00190446287230 | 41442 | Y060308
82-0238-2 | CONFORSTRAP LUMBAR SUPPORT 21CM S + BACK PELOTTE | DONJOY® Conforstrap+™ | DONJOY | 0888912DJO000002295M | 00190446287247 | 41442 | Y060308
82-0238-3 | CONFORSTRAP LUMBAR SUPPORT 21CM M + BACK PELOTTE | DONJOY® Conforstrap+™ | DONJOY | 0888912DJO000002295M | 00190446287254 | 41442 | Y060308
82-0238-4 | CONFORSTRAP LUMBAR SUPPORT 21CM L + BACK PELOTTE | DONJOY® Conforstrap+™ | DONJOY | 0888912DJO000002295M | 00190446287261 | 41442 | Y060308
82-0238-5 | CONFORSTRAP LUMBAR SUPPORT 21CM XL + BACK PELOTTE | DONJOY® Conforstrap+™ | DONJOY | 0888912DJO000002295M | 00190446287278 | 41442 | Y060308
82-0243-2 | DUOSTRAP LUMBAR & ABDOMINAL SUPPORT 26CM SIZE S | DONJOY® DUOSTRAP™ | DONJOY | 0888912DJO0000027964 | 00888912450508 | 41442 | Y060308
82-0243-3 | DUOSTRAP LUMBAR & ABDOMINAL SUPPORT 26CM SIZE M | DONJOY® DUOSTRAP™ | DONJOY | 0888912DJO0000027964 | 00888912450515 | 41442 | Y060308
82-0243-4 | DUOSTRAP LUMBAR & ABDOMINAL SUPPORT 26CM SIZE L | DONJOY® DUOSTRAP™ | DONJOY | 0888912DJO0000027964 | 00888912450522 | 41442 | Y060308
82-0243-5 | DUOSTRAP LUMBAR & ABDOMINAL SUPPORT 26CM SIZE XL | DONJOY® DUOSTRAP™ | DONJOY | 0888912DJO0000027964 | 00888912450539 | 41442 | Y060308
82-0243-6 | DUOSTRAP LUMBAR & ABDOMINAL SUPPORT 26CM SIZE XXL | DONJOY® DUOSTRAP™ | DONJOY | 0888912DJO0000027964 | 00888912450546 | 41442 | Y060308
82-0244 | MATERNITY BELT MYBABYSTRAP DONJOY - H. 23 CM | DONJOY® MYBABYSTRAP™ | DONJOY | 0888912DJO000002835T | 00888912450553 | 33031 | Y060308
82-0245 | MATERNITY BELT MYBABYSTRAP EVOLUTION DONJOY- H. 23 CM | DONJOY® MYBABYSTRAP™ | DONJOY | 0888912DJO000002845V | 00888912450560 | 33031 | Y060308
82-0246 | Hypogastric strap going as accessory with Abdostrap | Softgoods Accessories | DONJOY | 0888912DJO0000028865 | 00888912450577 | 47217 | Y060621
82-0256-1 | ABDOSTRAP II ABDOMINAL SUPPORT 18CM SIZE S | DONJOY® ABDOSTRAP™ II | DONJOY | 0888912DJO0000027862 | 00888912450980 | 47217 | Y060621
82-0256-2 | ABDOSTRAP II ABDOMINAL SUPPORT 18CM SIZE M | DONJOY® ABDOSTRAP™ II | DONJOY | 0888912DJO0000027862 | 00888912450997 | 47217 | Y060621
82-0256-3 | ABDOSTRAP II ABDOMINAL SUPPORT 18CM SIZE L | DONJOY® ABDOSTRAP™ II | DONJOY | 0888912DJO0000027862 | 00888912451000 | 47217 | Y060621
82-0256-4 | ABDOSTRAP II ABDOMINAL SUPPORT 18CM SIZE XL | DONJOY® ABDOSTRAP™ II | DONJOY | 0888912DJO0000027862 | 00888912451017 | 47217 | Y060621
82-0256-5 | ABDOSTRAP II ABDOMINAL SUPPORT 18CM SIZE XXL | DONJOY® ABDOSTRAP™ II | DONJOY | 0888912DJO0000027862 | 00888912451024 | 47217 | Y060621
82-0257-1 | ABDOSTRAP II ABDOMINAL SUPPORT 25CM SIZE S | DONJOY® ABDOSTRAP™ II | DONJOY | 0888912DJO0000027862 | 00888912451031 | 47217 | Y060621
82-0257-2 | ABDOSTRAP II ABDOMINAL SUPPORT 25CM SIZE M | DONJOY® ABDOSTRAP™ II | DONJOY | 0888912DJO0000027862 | 00888912451048 | 47217 | Y060621
82-0257-3 | ABDOSTRAP II ABDOMINAL SUPPORT 25CM SIZE L | DONJOY® ABDOSTRAP™ II | DONJOY | 0888912DJO0000027862 | 00888912451055 | 47217 | Y060621
82-0257-4 | ABDOSTRAP II ABDOMINAL SUPPORT 25CM SIZE XL | DONJOY® ABDOSTRAP™ II | DONJOY | 0888912DJO0000027862 | 00888912451062 | 47217 | Y060621
82-0257-5 | ABDOSTRAP II ABDOMINAL SUPPORT 25CM SIZE XXL | DONJOY® ABDOSTRAP™ II | DONJOY | 0888912DJO0000027862 | 00888912451079 | 47217 | Y060621
82-0258-1 | ABDOSTRAP II ABDOMINAL SUPPORT 32CM SIZE S | DONJOY® ABDOSTRAP™ II | DONJOY | 0888912DJO0000027862 | 00888912451086 | 47217 | Y060621
82-0258-2 | ABDOSTRAP II ABDOMINAL SUPPORT 32CM SIZE M | DONJOY® ABDOSTRAP™ II | DONJOY | 0888912DJO0000027862 | 00888912451093 | 47217 | Y060621
82-0258-3 | ABDOSTRAP II ABDOMINAL SUPPORT 32CM SIZE L | DONJOY® ABDOSTRAP™ II | DONJOY | 0888912DJO0000027862 | 00888912451109 | 47217 | Y060621
82-0258-4 | ABDOSTRAP II ABDOMINAL SUPPORT 32CM SIZE XL | DONJOY® ABDOSTRAP™ II | DONJOY | 0888912DJO0000027862 | 00888912451116 | 47217 | Y060621
82-0258-5 | ABDOSTRAP II ABDOMINAL SUPPORT 32CM SIZE XXL | DONJOY® ABDOSTRAP™ II | DONJOY | 0888912DJO0000027862 | 00888912451123 | 47217 | Y060621
82-0260-1 | BODYSTRAP LUMBAR SUPPORT 26CM SIZE XS | DONJOY® Bodystrap™ 26 | DONJOY | 0888912DJO000002285K | 00190446135890 | 41442 | Y060308
82-0260-2 | BODYSTRAP LUMBAR SUPPORT 26CM SIZE S | DONJOY® Bodystrap™ 26 | DONJOY | 0888912DJO000002285K | 00190446135906 | 41442 | Y060308
82-0260-3 | BODYSTRAP LUMBAR SUPPORT 26CM SIZE M | DONJOY® Bodystrap™ 26 | DONJOY | 0888912DJO000002285K | 00190446135913 | 41442 | Y060308
82-0260-4 | BODYSTRAP LUMBAR SUPPORT 26CM SIZE L | DONJOY® Bodystrap™ 26 | DONJOY | 0888912DJO000002285K | 00190446135920 | 41442 | Y060308
82-0260-5 | BODYSTRAP LUMBAR SUPPORT 26CM SIZE XL | DONJOY® Bodystrap™ 26 | DONJOY | 0888912DJO000002285K | 00190446135937 | 41442 | Y060308
82-0277-0 | DONJOY C2+ H7.5CM SIZE 0 | DONJOY® DONJOY C2+™ | Donjoy | 0888912DJO000002325A | 00190446667537 | 41039 | Y060312
82-0277-1 | DONJOY C2+ H7.5CM SIZE 1 | DONJOY® DONJOY C2+™ | Donjoy | 0888912DJO000002325A | 00190446682141 | 41039 | Y060312
82-0277-2 | DONJOY C2+ H7.5CM SIZE 2 | DONJOY® DONJOY C2+™ | Donjoy | 0888912DJO000002325A | 00190446682158 | 41039 | Y060312
82-0277-3 | DONJOY C2+ H7.5CM SIZE 3 | DONJOY® DONJOY C2+™ | Donjoy | 0888912DJO000002325A | 00190446682165 | 41039 | Y060312
82-0277-4 | DONJOY C2+ H7.5CM SIZE 4 | DONJOY® DONJOY C2+™ | Donjoy | 0888912DJO000002325A | 00190446682172 | 41039 | Y060312
82-0277-5 | DONJOY C2+ H7.5CM SIZE 5 | DONJOY® DONJOY C2+™ | Donjoy | 0888912DJO000002325A | 00190446682189 | 41039 | Y060312
82-0277-PED | DONJOY C2+ H6CM SIZE PEDIATRIC | DONJOY® DONJOY C2+™ | Donjoy | 0888912DJO000002325A | 00190446667612 | 41039 | Y060312
82-0278 -2 | DONJOY C2+ H9.5CM SIZE 2 | DONJOY® DONJOY C2+™ | Donjoy | 0888912DJO000002325A | 00190446667605 | 41039 | Y060312
82-0278-0 | DONJOY C2+ H9.5CM SIZE 0 | DONJOY® DONJOY C2+™ | Donjoy | 0888912DJO000002325A | 00190446682196 | 41039 | Y060312
82-0278-1 | DONJOY C2+ H9.5CM SIZE 1 | DONJOY® DONJOY C2+™ | Donjoy | 0888912DJO000002325A | 00190446682202 | 41039 | Y060312
82-0278-3 | DONJOY C2+ H9.5CM SIZE 3 | DONJOY® DONJOY C2+™ | Donjoy | 0888912DJO000002325A | 00190446682219 | 41039 | Y060312
82-0278-4 | DONJOY C2+ H9.5CM SIZE 4 | DONJOY® DONJOY C2+™ | Donjoy | 0888912DJO000002325A | 00190446682257 | 41039 | Y060312
82-0278-5 | DONJOY C2+ H9.5CM SIZE 5 | DONJOY® DONJOY C2+™ | Donjoy | 0888912DJO000002325A | 00190446682332 | 41039 | Y060312
83-0004-L | Sp15 Compex Bionic Back Wrap, Black/Black, Large | COMPEX BIONIC BACK | COMPEX | 0888912DJO0000028763 | 00888912651059 | 33031 | Y060308
83-0004-M | Sp15 Compex Bionic Back Wrap, Black/Black, Medium | COMPEX BIONIC BACK | COMPEX | 0888912DJO0000028763 | 00888912651066 | 33031 | Y060308
83-0004-S | Sp15 Compex Bionic Back Wrap, Black/Black, Small | COMPEX BIONIC BACK | COMPEX | 0888912DJO0000028763 | 00888912651073 | 33031 | Y060308
83-0004-XL | Sp15 Compex Bionic Back Wrap, Black/Black, Ex-Large | COMPEX BIONIC BACK | COMPEX | 0888912DJO0000028763 | 00888912651080 | 33031 | Y060308
83-0004-XS | Sp15 Compex Bionic Back Wrap, Black/Black, Ex-Small | COMPEX BIONIC BACK | COMPEX | 0888912DJO0000028763 | 00190446142805 | 33031 | Y060308
CC10G0AB | C1 ANATOMICAL COLLAR SIZE 0 H-9.5CM NAVY BLUE | DONJOY® COLLIER ANATOMIQUE C1 | DONJOY | 0888912DJO000002655R | 00888912521949 | 41039 | Y060312
CC10G1AB | C1 ANATOMICAL COLLAR SIZE 1 H-9.5CM NAVY BLUE | DONJOY® COLLIER ANATOMIQUE C1 | DONJOY | 0888912DJO000002655R | 00888912521963 | 41039 | Y060312
CC10G2AB | C1 ANATOMICAL COLLAR SIZE 2 H-9.5CM NAVY BLUE | DONJOY® COLLIER ANATOMIQUE C1 | DONJOY | 0888912DJO000002655R | 00888912521987 | 41039 | Y060312
CC10G3AB | C1 ANATOMICAL COLLAR SIZE 3 H-9.5CM NAVY BLUE | DONJOY® COLLIER ANATOMIQUE C1 | DONJOY | 0888912DJO000002655R | 00888912522007 | 41039 | Y060312
CC10G4AB | C1 ANATOMICAL COLLAR SIZE 4 H-9.5CM NAVY BLUE | DONJOY® COLLIER ANATOMIQUE C1 | DONJOY | 0888912DJO000002655R | 00888912522021 | 41039 | Y060312
CC10G5AB | C1 ANATOMICAL COLLAR SIZE 5 H-9.5CM NAVY BLUE | DONJOY® COLLIER ANATOMIQUE C1 | DONJOY | 0888912DJO000002655R | 00888912522045 | 41039 | Y060312
CC10P0AB | C1 ANATOMICAL COLLAR SIZE 0 H-7.5CM NAVY BLUE | DONJOY® COLLIER ANATOMIQUE C1 | DONJOY | 0888912DJO000002655R | 00888912522069 | 41039 | Y060312
CC10P1AB | C1 ANATOMICAL COLLAR SIZE 1 H-7.5CM NAVY BLUE | DONJOY® COLLIER ANATOMIQUE C1 | DONJOY | 0888912DJO000002655R | 00888912522083 | 41039 | Y060312
CC10P2AB | C1 ANATOMICAL COLLAR SIZE 2 H-7.5CM NAVY BLUE | DONJOY® COLLIER ANATOMIQUE C1 | DONJOY | 0888912DJO000002655R | 00888912522106 | 41039 | Y060312
CC10P3AB | C1 ANATOMICAL COLLAR SIZE 3 H-7.5CM NAVY BLUE | DONJOY® COLLIER ANATOMIQUE C1 | DONJOY | 0888912DJO000002655R | 00888912522120 | 41039 | Y060312
CC10P4AB | C1 ANATOMICAL COLLAR SIZE 4 H-7.5CM NAVY BLUE | DONJOY® COLLIER ANATOMIQUE C1 | DONJOY | 0888912DJO000002655R | 00888912522144 | 41039 | Y060312
CC10P5AB | C1 ANATOMICAL COLLAR SIZE 5 H-7.5CM NAVY BLUE | DONJOY® COLLIER ANATOMIQUE C1 | DONJOY | 0888912DJO000002655R | 00888912522168 | 41039 | Y060312
CC10PPAB | C1 ANATOMICAL COLLAR PEDIATRIC H-6CM NAVY BLUE | DONJOY® COLLIER ANATOMIQUE C1 | DONJOY | 0888912DJO000002655R | 00888912522182 | 41039 | Y060312
CC20G0AG | C2 ANATOMICAL COLLAR SIZE 0 H-9.5CM GREY | DONJOY® COLLIER ANATOMIQUE C2 | DONJOY | 0888912DJO000002665T | 00888912522359 | 41039 | Y060312
CC20G1AG | C2 ANATOMICAL COLLAR SIZE 1 H-9.5CM GREY | DONJOY® COLLIER ANATOMIQUE C2 | DONJOY | 0888912DJO000002665T | 00888912522373 | 41039 | Y060312
CC20G2AG | C2 ANATOMICAL COLLAR SIZE 2 H-9.5CM GREY | DONJOY® COLLIER ANATOMIQUE C2 | DONJOY | 0888912DJO000002665T | 00888912522397 | 41039 | Y060312
CC20G3AG | C2 ANATOMICAL COLLAR SIZE 3 H-9.5CM GREY | DONJOY® COLLIER ANATOMIQUE C2 | DONJOY | 0888912DJO000002665T | 00888912522410 | 41039 | Y060312
CC20G4AG | C2 ANATOMICAL COLLAR SIZE 4 H-9.5CM GREY | DONJOY® COLLIER ANATOMIQUE C2 | DONJOY | 0888912DJO000002665T | 00888912522434 | 41039 | Y060312
CC20G5AG | C2 ANATOMICAL COLLAR SIZE 5 H-9.5CM GREY | DONJOY® COLLIER ANATOMIQUE C2 | DONJOY | 0888912DJO000002665T | 00888912522458 | 41039 | Y060312
CC20P0AG | C2 ANATOMICAL COLLAR SIZE 0 H-7.5CM GREY | DONJOY® COLLIER ANATOMIQUE C2 | DONJOY | 0888912DJO000002665T | 00888912522472 | 41039 | Y060312
CC20P1AG | C2 ANATOMICAL COLLAR SIZE 1 H-7.5CM GREY | DONJOY® COLLIER ANATOMIQUE C2 | DONJOY | 0888912DJO000002665T | 00888912522496 | 41039 | Y060312
CC20P2AG | C2 ANATOMICAL COLLAR SIZE 2 H-7.5CM GREY | DONJOY® COLLIER ANATOMIQUE C2 | DONJOY | 0888912DJO000002665T | 00888912522519 | 41039 | Y060312
CC20P3AG | C2 ANATOMICAL COLLAR SIZE 3 H-7.5CM GREY | DONJOY® COLLIER ANATOMIQUE C2 | DONJOY | 0888912DJO000002665T | 00888912522533 | 41039 | Y060312
CC20P4AG | C2 ANATOMICAL COLLAR SIZE 4 H-7.5CM GREY | DONJOY® COLLIER ANATOMIQUE C2 | DONJOY | 0888912DJO000002665T | 00888912522557 | 41039 | Y060312
CC20P5AG | C2 ANATOMICAL COLLAR SIZE 5 H-7.5CM GREY | DONJOY® COLLIER ANATOMIQUE C2 | DONJOY | 0888912DJO000002665T | 00888912522571 | 41039 | Y060312
CC20PPAG | C2 ANATOMICAL COLLAR PEDIATRIC H-6CM GREY | DONJOY® COLLIER ANATOMIQUE C2 | DONJOY | 0888912DJO000002665T | 00888912522595 | 41039 | Y060312
CC20TG0AG | C2 ANATOMICAL COLLAR SIZE 0 H=10,5CM GREY | DONJOY® COLLIER ANATOMIQUE C2 | DONJOY | 0888912DJO000002665T | 00888912522618 | 41039 | Y060312
CC20TG1AG | C2 ANATOMICAL COLLAR SIZE 1 H=10,5CM GREY | DONJOY® COLLIER ANATOMIQUE C2 | DONJOY | 0888912DJO000002665T | 00888912522632 | 41039 | Y060312
CC20TG2AG | C2 ANATOMICAL COLLAR SIZE 2 H=10,5CM GREY | DONJOY® COLLIER ANATOMIQUE C2 | DONJOY | 0888912DJO000002665T | 00888912522656 | 41039 | Y060312
CC20TG3AG | C2 ANATOMICAL COLLAR SIZE 3 H=10,5CM GREY | DONJOY® COLLIER ANATOMIQUE C2 | DONJOY | 0888912DJO000002665T | 00888912522670 | 41039 | Y060312
CC20TG4AG | C2 ANATOMICAL COLLAR SIZE 4 H=10,5CM GREY | DONJOY® COLLIER ANATOMIQUE C2 | DONJOY | 0888912DJO000002665T | 00888912522694 | 41039 | Y060312
CC20TG5AG | C2 ANATOMICAL COLLAR SIZE 5 H=10,5CM GREY | DONJOY® COLLIER ANATOMIQUE C2 | DONJOY | 0888912DJO000002665T | 00888912522717 | 41039 | Y060312
CC301 | C3-COLLIER CERVICAL REGLABLE EN HAUTEUR - TAILLE 1 | DONJOY® COLLIER C3 | DONJOY | 0888912DJO000002615H | 00888912522731 | 41039 | Y060312
CC302 | C3-COLLIER CERVICAL REGLABLE EN HAUTEUR - TAILLE 2 | DONJOY® COLLIER C3 | DONJOY | 0888912DJO000002615H | 00888912522755 | 41039 | Y060312
CC303 | C3-COLLIER CERVICAL REGLABLE EN HAUTEUR - TAILLE 3 | DONJOY® COLLIER C3 | DONJOY | 0888912DJO000002615H | 00888912522762 | 41039 | Y060312
CC311 | C3-COLLIER CERVICAL REGLABLE EN HAUTEUR AVEC MENTONNIERE-T1 | DONJOY® COLLIER C3 | DONJOY | 0888912DJO000002615H | 00888912522786 | 41039 | Y060312
CC312 | C3-COLLIER CERVICAL REGLABLE EN HAUTEUR AVEC MENTONNIERE-T2 | DONJOY® COLLIER C3 | DONJOY | 0888912DJO000002615H | 00888912522793 | 41039 | Y060312
CC313 | C3-COLLIER CERVICAL REGLABLE EN HAUTEUR AVEC MENTONNIERE-T3 | DONJOY® COLLIER C3 | DONJOY | 0888912DJO000002615H | 00888912522809 | 41039 | Y060312
CL74L | DYNASTRAP LUMBAR SUPPORT WITH INSERT, SIZE L | DONJOY® Dynastrap | DONJOY | 0888912DJO000002575S | 00888912525435 | 41442 | Y060308
CL74M | DYNASTRAP LUMBAR SUPPORT WITH INSERT, SIZE M | DONJOY® Dynastrap | DONJOY | 0888912DJO000002575S | 00888912525442 | 41442 | Y060308
CL74S | DYNASTRAP LUMBAR SUPPORT WITH INSERT, SIZE S | DONJOY® Dynastrap | DONJOY | 0888912DJO000002575S | 00888912525459 | 41442 | Y060308
CL74XL | DYNASTRAP LUMBAR SUPPORT WITH INSERT, SIZE XL | DONJOY® Dynastrap | DONJOY | 0888912DJO000002575S | 00888912525466 | 41442 | Y060308
CL74XXL | DYNASTRAP LUMBAR SUPPORT WITH INSERT, SIZE XXL | DONJOY® Dynastrap | DONJOY | 0888912DJO000002575S | 00888912525473 | 41442 | Y060308
DA161BW01-BLK-L,XL | STABILIZING BACK SUPPORT, Black, Large, XLarge | DONJOY® ADVANTAGE STABILIZING BACK SUPPORT | DONJOY ADVANTAGE | 0888912DJO000002905Q | 00190446210160 | 33031 | Y060308
DA161BW01-BLK-S,M | STABILIZING BACK SUPPORT, Black, Small, Medium | DONJOY® ADVANTAGE STABILIZING BACK SUPPORT | DONJOY ADVANTAGE | 0888912DJO000002905Q | 00190446210153 | 33031 | Y060308
DA161SR01-WHT-L,XL | ABDOMINAL SUPPORT, White, Large, XLarge | DONJOY® ADVANTAGE ABDOMINAL SUPPORT | DONJOY ADVANTAGE | 0888912DJO000002915S | 00190446210146 | 47217 | Y060621
DA161SR01-WHT-S,M | ABDOMINAL SUPPORT, White, Small, Medium | DONJOY® ADVANTAGE ABDOMINAL SUPPORT | DONJOY ADVANTAGE | 0888912DJO000002915S | 00190446210139 | 47217 | Y060621
DP151BW01-BLK-L | DJP BIONIC BACK WRAP, BLACK, LARGE | DONJOY® PERFORMANCE BIONIC BACK WRAP | DONJOY PERFORMANCE | 0888912DJO000002925U | 00888912066570 | 33031 | Y060308
DP151BW01-BLK-M | DJP BIONIC BACK WRAP, BLACK, MEDIUM | DONJOY® PERFORMANCE BIONIC BACK WRAP | DONJOY PERFORMANCE | 0888912DJO000002925U | 00888912066563 | 33031 | Y060308
DP151BW01-BLK-S | DJP BIONIC BACK WRAP, BLACK, SMALL | DONJOY® PERFORMANCE BIONIC BACK WRAP | DONJOY PERFORMANCE | 0888912DJO000002925U | 00888912066556 | 33031 | Y060308
DP151BW01-BLK-XL | DJP BIONIC BACK WRAP, BLACK, X-LARGE | DONJOY® PERFORMANCE BIONIC BACK WRAP | DONJOY PERFORMANCE | 0888912DJO000002925U | 00888912066587 | 33031 | Y060308
DP171BB01-BLK-L,XL | ELASTIC BACK WRAP, BLACK, LARGE/X-LARGE | DONJOY® PERFORMANCE ELASTIC BACK COMPRESSION WRAP | DONJOY PERFORMANCE | 0888912DJO0000029562 | 00190446241966 | 41142 | #N/A
DP171BB01-BLK-S,M | ELASTIC BACK WRAP, BLACK, SMALL/MEDIUM | DONJOY® PERFORMANCE ELASTIC BACK COMPRESSION WRAP | DONJOY PERFORMANCE | 0888912DJO0000029562 | 00190446241959 | 41142 | #N/A
DP171SR01-BLK | WAIST TRIMMER, BLACK, ONE SIZE FITS MOST | DONJOY® PERFORMANCE WAIST TRIMMER WRAP | DONJOY PERFORMANCE | 0888912DJO000002945Y | 00190446241324 | 33031 | Y060308
82-0239-1 | POWERSTRAP H26 CM, SIZE XS | DONJOY POWERSTRAP LUMBER BELT | DONJOY | 0888912DJO000007676N | 00190446646167 | 33031 | Y060308
82-0239-2 | POWERSTRAP H26 CM, SIZE S | DONJOY POWERSTRAP LUMBER BELT | DONJOY | 0888912DJO000007676N | 00190446646174 | 33031 | Y060308
82-0239-3 | POWERSTRAP H26 CM, SIZE M | DONJOY POWERSTRAP LUMBER BELT | DONJOY | 0888912DJO000007676N | 00190446646181 | 33031 | Y060308
82-0239-4 | POWERSTRAP H26 CM, SIZE L | DONJOY POWERSTRAP LUMBER BELT | DONJOY | 0888912DJO000007676N | 00190446646198 | 33031 | Y060308
82-0239-5 | POWERSTRAP H26 CM, SIZE XL | DONJOY POWERSTRAP LUMBER BELT | DONJOY | 0888912DJO000007676N | 00190446646204 | 33031 | Y060308
82-0275-1 | CHATTANOOGA CEFAR BELT 26CM, SIZE XS | DONJOY TENS LUMBER BELT | CHATTANOOGA | 0888912DJO000007686Q | 00190446646051 | 46573 | Y060308
82-0275-2 | CHATTANOOGA CEFAR BELT 26CM, SIZE S | DONJOY TENS LUMBER BELT | CHATTANOOGA | 0888912DJO000007686Q | 00190446646068 | 46573 | Y060308
82-0275-3 | CHATTANOOGA CEFAR BELT 26CM, SIZE M | DONJOY TENS LUMBER BELT | CHATTANOOGA | 0888912DJO000007686Q | 00190446646075 | 46573 | Y060308
82-0275-4 | CHATTANOOGA CEFAR BELT 26CM, SIZE L | DONJOY TENS LUMBER BELT | CHATTANOOGA | 0888912DJO000007686Q | 00190446646082 | 46573 | Y060308
82-0275-5 | CHATTANOOGA CEFAR BELT 26CM, SIZE XL | DONJOY TENS LUMBER BELT | CHATTANOOGA | 0888912DJO000007686Q | 00190446646099 | 46573 | Y060308
82-0276 | MYBABYSTRAP MATERNITY BRACE H23CM | DONJOY MYBABYSTRAP FUSION LUMBER BELT | DONJOY | 0888912DJO000007696S | 00190446657224 | 47217 | Y060621
DP181BB01-SGR | BIONIC REEL-ADJUST BACK BRACE, UNIVERSAL, SLIME/GREEN | DONJOY PERFORMANCE BIONIC BACK WRAP | DONJOY PERFORMANCE | 0888912DJO000002925U | 00190446289098 | 33031 | Y060308
11-1692-2 | IsoFORM™, SIO, (S/M) | DONJOY IsoFORM™ SIO | DONJOY | 0888912DJO000007976X | 00190446640172 | 47217 | Y060303
11-1692-4 | IsoFORM™, SIO, (L/XL) | DONJOY IsoFORM™ SIO | DONJOY | 0888912DJO000007976X | 00190446640189 | 47217 | Y060303
11-1693-2 | IsoFORM™, LO, (S/M) | DONJOY IsoFORM™ LO | DONJOY | 0888912DJO000007986Z | 00190446640226 | 47217 | Y060303
11-1693-4 | IsoFORM™, LO, (L/XL) | DONJOY IsoFORM™ LO | DONJOY | 0888912DJO000007986Z | 00190446640233 | 47217 | Y060303
11-1694-2 | IsoFORM™, LO+, (S/M) | DONJOY IsoFORM™ LO+ | DONJOY | 0888912DJO0000079973 | 00190446640240 | 47217 | Y060303
11-1694-4 | IsoFORM™, LO+, (L/XL) | DONJOY IsoFORM™ LO+ | DONJOY | 0888912DJO0000079973 | 00190446640257 | 47217 | Y060303
11-1695-2 | IsoFORM™, LSO, (S/M) | DONJOY IsoFORM™ LSO | DONJOY | 0888912DJO000008005T | 00190446640288 | 47217 | Y060303
11-1695-4 | IsoFORM™, LSO, (L/XL) | DONJOY IsoFORM™ LSO | DONJOY | 0888912DJO000008005T | 00190446640295 | 47217 | Y060303
11-1696-2 | IsoFORM™, LSO+, (S/M) | DONJOY IsoFORM™ LSO+ | DONJOY | 0888912DJO000008015V | 00190446640301 | 47217 | Y060303
11-1696-4 | IsoFORM™, LSO+, (L/XL) | DONJOY IsoFORM™ LSO+ | DONJOY | 0888912DJO000008015V | 00190446640301 | 47217 | Y060303
11-1697-2 | IsoFORM™, Postural Extension, (S/M) | DONJOY IsoFORM™, Postural Extension | DONJOY | TBD | 00190446640349 | 47217 | Y060303
11-1697-4 | IsoFORM™, Postural Extension, (L/XL) | DONJOY IsoFORM™, Postural Extension | DONJOY | TBD | 00190446640356 | 47217 | Y060303
11-1698-2 | IsoFORM™, TLSO, (S/M) | DONJOY IsoFORM™, TLSO | DONJOY | TBD | 00190446640394 | 47217 | Y060303
11-1698-4 | IsoFORM™, TLSO, (L/XL) | DONJOY IsoFORM™, TLSO | DONJOY | TBD | 00190446640400 | 47217 | Y060303
82-0050-1 | LADYSTRAP LUMBAR SUPPORT 21CM SIZE XS | LadyStrap | DONJOY | 0888912DJO000002755U | 00190446750390 | 41442 | Y060308
82-0050-2 | LADYSTRAP LUMBAR SUPPORT 21CM SIZE S | LadyStrap | DONJOY | 0888912DJO000002755U | 00190446750406 | 41442 | Y060308
82-0050-3 | LADYSTRAP LUMBAR SUPPORT 21CM SIZE M | LadyStrap | DONJOY | 0888912DJO000002755U | 00190446750413 | 41442 | Y060308
82-0050-4 | LADYSTRAP LUMBAR SUPPORT 21CM SIZE L | LadyStrap | DONJOY | 0888912DJO000002755U | 00190446750420 | 41442 | Y060308
82-0050-5 | LADYSTRAP LUMBAR SUPPORT 21CM SIZE XL | LadyStrap | DONJOY | 0888912DJO000002755U | 00190446750437 | 41442 | Y060308
82-0051-1 | LADYSTRAP LUMBAR SUPPORT 26CM SIZE XS | LadyStrap | DONJOY | 0888912DJO000002755U | 00190446750444 | 41442 | Y060308
82-0051-2 | LADYSTRAP LUMBAR SUPPORT 26CM SIZE S | LadyStrap | DONJOY | 0888912DJO000002755U | 00190446750451 | 41442 | Y060308
82-0051-3 | LADYSTRAP LUMBAR SUPPORT 26CM SIZE M | LadyStrap | DONJOY | 0888912DJO000002755U | 00190446750468 | 41442 | Y060308
82-0051-4 | LADYSTRAP LUMBAR SUPPORT 26CM SIZE L | LadyStrap | DONJOY | 0888912DJO000002755U | 00190446750475 | 41442 | Y060308
82-0051-5 | LADYSTRAP LUMBAR SUPPORT 26CM SIZE XL | LadyStrap | DONJOY | 0888912DJO000002755U | 00190446750482 | 41442 | Y060308
82-0055-1 | DONJOY LUMBOSTRAP 35CM, SIZE XS | Lumbostrap 35 | DONJOY | 0888912DJO000082547C | 00190446771395 | 41442 | Y060399
82-0055-2 | DONJOY LUMBOSTRAP 35CM, SIZE S | Lumbostrap 35 | DONJOY | 0888912DJO000082547C | 00190446771463 | 41442 | Y060399
82-0055-3 | DONJOY LUMBOSTRAP 35CM, SIZE M | Lumbostrap 35 | DONJOY | 0888912DJO000082547C | 00190446771470 | 41442 | Y060399
82-0055-4 | DONJOY LUMBOSTRAP 35CM, SIZE L | Lumbostrap 35 | DONJOY | 0888912DJO000082547C | 00190446771487 | 41442 | Y060399
82-0055-5 | DONJOY LUMBOSTRAP 35CM, SIZE XL | Lumbostrap 35 | DONJOY | 0888912DJO000082547C | 00190446771494 | 41442 | Y060399
82-0055-6 | DONJOY LUMBOSTRAP 35CM, SIZE XXL | Lumbostrap 35 | DONJOY | 0888912DJO000082547C | 00190446771500 | 41442 | Y060399
82-0056-1 | DONJOY DORSOSTRAP 55CM SIZE XS | Dorsostrap 55 | DONJOY | 0888912DJO000082557E | 00190446771401 | 41442 | Y060399
82-0056-2 | DONJOY DORSOSTRAP 55CM SIZE S | Dorsostrap 55 | DONJOY | 0888912DJO000082557E | 00190446771418 | 41442 | Y060399
82-0056-3 | DONJOY DORSOSTRAP 55CM SIZE M | Dorsostrap 55 | DONJOY | 0888912DJO000082557E | 00190446771425 | 41442 | Y060399
82-0056-4 | DONJOY DORSOSTRAP SUPPORT 55CM SIZE L | Dorsostrap 55 | DONJOY | 0888912DJO000082557E | 00190446771432 | 41442 | Y060399
82-0056-5 | DONJOY DORSOSTRAP 55CM SIZE XL | Dorsostrap 55 | DONJOY | 0888912DJO000082557E | 00190446771449 | 41442 | Y060399
82-0056-6 | DONJOY DORSOSTRAP SUPPORT 55CM SIZE XXL | Dorsostrap 55 | DONJOY | 0888912DJO000082557E | 00190446771456 | 41442 | Y060399
82-0057-1 | DONJOY SPINOSTRAP, SIZE S | SPINOSTRAP | DONJOY | 0888912DJO000083387K | 00190446773573 | 41442 | Y060399
82-0057-2 | DONJOY SPINOSTRAP, SIZE M | SPINOSTRAP | DONJOY | 0888912DJO000083387K | 00190446773580 | 41442 | Y060399
82-0057-3 | DONJOY SPINOSTRAP, SIZE L | SPINOSTRAP | DONJOY | 0888912DJO000083387K | 00190446773597 | 41442 | Y060399
82-0058-2 | LUMBOFORCE SACRO H15CM SIZE S | DONJOY® Lumboforce® | DONJOY | 0888912DJO0000839885 | 00190446779117 | 33031 | Y060308
82-0058-3 | LUMBOFORCE SACRO H15CM SIZE M | DONJOY® Lumboforce® | DONJOY | 0888912DJO0000839885 | 00190446779124 | 33031 | Y060308
82-0058-4 | LUMBOFORCE SACRO H15CM SIZE L | DONJOY® Lumboforce® | DONJOY | 0888912DJO0000839885 | 00190446779131 | 33031 | Y060308
82-0058-5 | LUMBOFORCE SACRO H15CM SIZE XL | DONJOY® Lumboforce® | DONJOY | 0888912DJO0000839885 | 00190446779148 | 33031 | Y060308
82-0058-6 | LUMBOFORCE SACRO H15CM SIZE XXL | DONJOY® Lumboforce® | DONJOY | 0888912DJO0000839885 | 00190446779155 | 33031 | Y060308
82-0058-7 | LUMBOFORCE SACRO H15CM SIZE XXXL | DONJOY® Lumboforce® | DONJOY | 0888912DJO0000839885 | 00190446779162 | 33031 | Y060308
82-0059-2 | LUMBOFORCE 1 H24CM SIZE S | DONJOY® Lumboforce® | DONJOY | 0888912DJO0000839987 | 00190446779179 | 33031 | Y060308
82-0059-3 | LUMBOFORCE 1 H24CM SIZE M | DONJOY® Lumboforce® | DONJOY | 0888912DJO0000839987 | 00190446779186 | 33031 | Y060308
82-0059-4 | LUMBOFORCE 1 H24CM SIZE L | DONJOY® Lumboforce® | DONJOY | 0888912DJO0000839987 | 00190446779193 | 33031 | Y060308
82-0059-5 | LUMBOFORCE 1 H24CM SIZE XL | DONJOY® Lumboforce® | DONJOY | 0888912DJO0000839987 | 00190446779209 | 33031 | Y060308
82-0059-6 | LUMBOFORCE 1 H24CM SIZE XXL | DONJOY® Lumboforce® | DONJOY | 0888912DJO0000839987 | 00190446779216 | 33031 | Y060308
82-0059-7 | LUMBOFORCE 1 H24CM SIZE XXXL | DONJOY® Lumboforce® | DONJOY | 0888912DJO0000839987 | 00190446779223 | 33031 | Y060308
82-0060-2 | LUMBOFORCE 2 H26CM SIZE S | DONJOY® Lumboforce® | DONJOY | 0888912DJO000084006X | 00190446779230 | 33031 | Y060308
82-0060-3 | LUMBOFORCE 2 H26CM SIZE M | DONJOY® Lumboforce® | DONJOY | 0888912DJO000084006X | 00190446779247 | 33031 | Y060308
82-0060-4 | LUMBOFORCE 2 H26CM SIZE L | DONJOY® Lumboforce® | DONJOY | 0888912DJO000084006X | 00190446779254 | 33031 | Y060308
82-0060-5 | LUMBOFORCE 2 H26CM SIZE XL | DONJOY® Lumboforce® | DONJOY | 0888912DJO000084006X | 00190446779261 | 33031 | Y060308
82-0060-6 | LUMBOFORCE 2 H26CM SIZE XXL | DONJOY® Lumboforce® | DONJOY | 0888912DJO000084006X | 00190446779278 | 33031 | Y060308
82-0060-7 | LUMBOFORCE 2 H26CM SIZE XXXL | DONJOY® Lumboforce® | DONJOY | 0888912DJO000084006X | 00190446779285 | 33031 | Y060308
82-0061-2 | LUMBOFORCE 3 H26CM SIZE S | DONJOY® Lumboforce® | DONJOY | 0888912DJO000084016Z | 00190446779292 | 33031 | Y060308
82-0061-3 | LUMBOFORCE 3 H26CM SIZE M | DONJOY® Lumboforce® | DONJOY | 0888912DJO000084016Z | 00190446779308 | 33031 | Y060308
82-0061-4 | LUMBOFORCE 3 H26CM SIZE L | DONJOY® Lumboforce® | DONJOY | 0888912DJO000084016Z | 00190446779315 | 33031 | Y060308
82-0061-5 | LUMBOFORCE 3 H26CM SIZE XL | DONJOY® Lumboforce® | DONJOY | 0888912DJO000084016Z | 00190446779322 | 33031 | Y060308
82-0061-6 | LUMBOFORCE 3 H26CM SIZE XXL | DONJOY® Lumboforce® | DONJOY | 0888912DJO000084016Z | 00190446779339 | 33031 | Y060308
82-0062-3 | LUMBOFORCE 3 H32CM SIZE M | DONJOY® Lumboforce® | DONJOY | 0888912DJO000084016Z | 00190446779346 | 33031 | Y060308
82-0062-4 | LUMBOFORCE 3 H32CM SIZE L | DONJOY® Lumboforce® | DONJOY | 0888912DJO000084016Z | 00190446779353 | 33031 | Y060308
82-0062-5 | LUMBOFORCE 3 H32CM SIZE XL | DONJOY® Lumboforce® | DONJOY | 0888912DJO000084016Z | 00190446779360 | 33031 | Y060308
82-0062-6 | LUMBOFORCE 3 H32CM SIZE XXL | DONJOY® Lumboforce® | DONJOY | 0888912DJO000084016Z | 00190446779377 | 33031 | Y060308
82-0062-7 | LUMBOFORCE 3 H32CM SIZE XXXL | DONJOY® Lumboforce® | DONJOY | 0888912DJO000084016Z | 00190446779384 | 33031 | Y060308
82-0090-2 | DONJOY DISCOSTRAP 26CM SIZE S | DONJOY® Discostrap® | DONJOY | 0888912DJO000084157C | 00190446873778 | 33031 | Y060308
82-0090-3 | DONJOY DISCOSTRAP 26CM SIZE M | DONJOY® Discostrap® | DONJOY | 0888912DJO000084157C | 00190446873785 | 33031 | Y060308
82-0090-4 | DONJOY DISCOSTRAP 26CM SIZE L | DONJOY® Discostrap® | DONJOY | 0888912DJO000084157C | 00190446873808 | 33031 | Y060308
82-0090-5 | DONJOY DISCOSTRAP 26CM SIZE XL | DONJOY® Discostrap® | DONJOY | 0888912DJO000084157C | GTIN:00190446873815 | 33031 | Y060308
82-0090-6 | DONJOY DISCOSTRAP 26CM SIZE XXL | DONJOY® Discostrap® | DONJOY | 0888912DJO000084157C | 00190446873822 | 33031 | Y060308
82-0065-2 | LUMBOFORCE 5 26CM SIZE S | DONJOY® Lumboforce® |  | 0888912DJO000084157C | 00190446779490 | 33031 | Y060308
82-0065-3 | LUMBOFORCE 5 26CM SIZE M | DONJOY® Lumboforce® | DONJOY | 0888912DJO000084157C | 00190446779506 | 33031 | Y060308
82-0065-4 | LUMBOFORCE 5 26CM SIZE L | DONJOY® Lumboforce® | DONJOY | 0888912DJO000084157C | 00190446779513 | 33031 | Y060308
82-0065-5 | LUMBOFORCE 5 26CM SIZE XL | DONJOY® Lumboforce® | DONJOY | 0888912DJO000084157C | 00190446779520 | 33031 | Y060308
82-0065-6 | LUMBOFORCE 5 26CM SIZE XXL | DONJOY® Lumboforce® | DONJOY | 0888912DJO000084157C | 00190446779537 | 33031 | Y060308
82-0065-2 | LUMBOFORCE 5 26CM SIZE S | DONJOY® Lumboforce® | DONJOY | 0888912DJO000084157C | 00190446779490 | 33031 | Y060308
82-0066-3 | LUMBOFORCE 5 32CM SIZE M | DONJOY® Lumboforce® | DONJOY | 0888912DJO000084157C | 00190446779544 | 33031 | Y060308
82-0066-4 | LUMBOFORCE 5 32CM SIZE L | DONJOY® Lumboforce® | DONJOY | 0888912DJO000084157C | 00190446779551 | 33031 | Y060308
82-0066-5 | LUMBOFORCE 5 32CM SIZE XL | DONJOY® Lumboforce® | DONJOY | 0888912DJO000084157C | 00190446779568 | 33031 | Y060308
82-0066-6 | LUMBOFORCE 5 32CM SIZE XXL | DONJOY® Lumboforce® | DONJOY | 0888912DJO000084157C | 00190446779575 | 33031 | Y060308
82-0066-7 | LUMBOFORCE 5 32CM SIZE XXXL | DONJOY® Lumboforce® | DONJOY | 0888912DJO000084157C | 00190446779582 | 33031 | Y060308
82-0063-2 | LUMBOFORCE 4 26CM SIZE S | DONJOY® Lumboforce® |  |  | 00190446779391 | 33031 | Y060308
82-0063-3 | LUMBOFORCE 4 26CM SIZE M | DONJOY® Lumboforce® | DONJOY | 0888912DJO000084147A | 00190446779407 | 33031 | Y060308
82-0063-4 | LUMBOFORCE 4 26CM SIZE L | DONJOY® Lumboforce® | DONJOY | 0888912DJO000084147A | 00190446779414 | 33031 | Y060308
82-0063-5 | LUMBOFORCE 4 26CM SIZE XL | DONJOY® Lumboforce® | DONJOY | 0888912DJO000084147A | 00190446779421 | 33031 | Y060308
82-0063-6 | LUMBOFORCE 4 26CM SIZE XXL | DONJOY® Lumboforce® | DONJOY | 0888912DJO000084147A | 00190446779438 | 33031 | Y060308
82-0064-3 | LUMBOFORCE 4 32CM SIZE M | DONJOY® Lumboforce® | DONJOY | 0888912DJO000084147A | 00190446779445 | 33031 | Y060308
82-0064-4 | LUMBOFORCE 4 32CM SIZE L | DONJOY® Lumboforce® | DONJOY | 0888912DJO000084147A | 00190446779452 | 33031 | Y060308
82-0064-5 | LUMBOFORCE 4 32CM SIZE XL | DONJOY® Lumboforce® | DONJOY | 0888912DJO000084147A | 00190446779469 | 33031 | Y060308
82-0064-6 | LUMBOFORCE 4 32CM SIZE XXL | DONJOY® Lumboforce® | DONJOY | 0888912DJO000084147A | 00190446779476 | 33031 | Y060308
82-0064-7 | LUMBOFORCE 4 32CM SIZE XXXL | DONJOY® Lumboforce® | DONJOY | 0888912DJO000084147A | 00190446779483 | 33031 | Y060308

## Label Mapping
Active SKUs Number List | Description | IFU1 | IFU2 | Packaging Label |  | Other Labeling | [7 empty] | Device or Box Art Work
|  |  |  | Label 1 | Label 2 | Label 1 | Label 2 | Label 3 | Label 4 | Label 5 | Label 6 | Label 7 | Label 8 | Box 1 | Box 2
11-0015-2-06060 | LUMBOSACRAL SUPPORT,S,BLK | 13-8430 | N/A | LBL-11-0015-2-06060-PK | N/A | 13-5188-0-15000 | 13-2562-0-00000 | 13-1010 | 13-1001 | N/A | N/A | N/A | N/A | 13-8020 | N/A
11-0015-3-06060 | LUMBOSACRAL SUPPORT,M,BLK | 13-8430 | N/A | LBL-11-0015-3-06060-PK | N/A | 13-5188-0-15000 | 13-2562-0-00000 | 13-1010 | 13-1002 | N/A | N/A | N/A | N/A | 13-8020 | N/A
11-0015-4-06060 | LUMBOSACRAL SUPPORT,L,BLK | 13-8430 | N/A | LBL-11-0015-4-06060-PK | N/A | 13-5188-0-15000 | 13-2562-0-00000 | 13-1010 | 13-1003 | N/A | N/A | N/A | N/A | 13-8020 | N/A
11-0015-5-06060 | LUMBOSACRAL SUPPORT,XL,BLK | 13-8430 | N/A | LBL-11-0015-5-06060-PK | N/A | 13-5188-0-15000 | 13-2562-0-00000 | 13-1010 | 13-1004 | N/A | N/A | N/A | N/A | 13-8020 | N/A
11-0015-6-06060 | LUMBOSACRAL SUPPORT,XXL,BLK | 13-8430 | N/A | LBL-11-0015-6-06060-PK | N/A | 13-5188-0-15000 | 13-2562-0-00000 | 13-1010 | 13-1005 | N/A | N/A | N/A | N/A | 13-8020 | N/A
11-1562-2 | DONJOY LSO W/CHAIRBACK,8",S | 13-3606 | N/A | N/A | N/A | N/A | N/A | N/A | N/A | N/A | N/A | N/A | N/A | N/A | N/A
11-1562-3 | DONJOY LSO W/CHAIRBACK,8",M | 13-3606 | N/A | N/A | N/A | N/A | N/A | N/A | N/A | N/A | N/A | N/A | N/A | N/A | N/A
11-1562-4 | DONJOY LSO W/CHAIRBACK,8",L | 13-3606 | N/A | N/A | N/A | N/A | N/A | N/A | N/A | N/A | N/A | N/A | N/A | N/A | N/A
11-1562-5 | DONJOY LSO W/CHAIRBACK,8",XL | 13-3606 | N/A | N/A | N/A | N/A | N/A | N/A | N/A | N/A | N/A | N/A | N/A | N/A | N/A
11-1562-6 | DONJOY LSO W/CHAIRBACK,8",XXL | 13-3606 | N/A | N/A | N/A | N/A | N/A | N/A | N/A | N/A | N/A | N/A | N/A | N/A | N/A
11-1562-7 | DONJOY LSO W/CHAIRBACK,8",XXXL | 13-3606 | N/A | N/A | N/A | N/A | N/A | N/A | N/A | N/A | N/A | N/A | N/A | N/A | N/A
11-1563-2 | STANDARD CHAIRBACK,S | Spare Part | N/A | LBL-11-1563-2-PK | N/A | N/A | N/A | N/A | N/A | N/A | N/A | N/A | N/A | N/A | N/A
11-1563-3 | STANDARD CHAIRBACK,M | Spare Part | N/A | LBL-11-1563-3-PK | N/A | N/A | N/A | N/A | N/A | N/A | N/A | N/A | N/A | N/A | N/A
11-1568-2 | DONJOY REGULAR (10"), S | 13-3606 | N/A | N/A | N/A | N/A | N/A | N/A | N/A | N/A | N/A | N/A | N/A | N/A | N/A
11-1568-3 | DONJOY REGULAR (10"), M | 13-3606 | N/A | N/A | N/A | N/A | N/A | N/A | N/A | N/A | N/A | N/A | N/A | N/A | N/A
11-1568-4 | DONJOY REGULAR (10"), L | 13-3606 | N/A | N/A | N/A | N/A | N/A | N/A | N/A | N/A | N/A | N/A | N/A | N/A | N/A
11-1568-5 | DONJOY REGULAR (10"), XL | 13-3606 | N/A | N/A | N/A | N/A | N/A | N/A | N/A | N/A | N/A | N/A | N/A | N/A | N/A
11-1568-6 | DONJOY REGULAR (10"), XXL | 13-3606 | N/A | N/A | N/A | N/A | N/A | N/A | N/A | N/A | N/A | N/A | N/A | N/A | N/A
11-1568-7 | DONJOY REGULAR (10"), XXXL | 13-3606 | N/A | N/A | N/A | N/A | N/A | N/A | N/A | N/A | N/A | N/A | N/A | N/A | N/A
11-1569-2 | DONJOY LOW PROFILE (8"), S | 13-3606 | N/A | N/A | N/A | N/A | N/A | N/A | N/A | N/A | N/A | N/A | N/A | N/A | N/A
11-1569-3 | DONJOY LOW PROFILE (8"), M | 13-3606 | N/A | N/A | N/A | N/A | N/A | N/A | N/A | N/A | N/A | N/A | N/A | N/A | N/A
11-1569-4 | DONJOY LOW PROFILE (8"), L | 13-3606 | N/A | N/A | N/A | N/A | N/A | N/A | N/A | N/A | N/A | N/A | N/A | N/A | N/A
11-1569-5 | DONJOY LOW PROFILE (8"), XL | 13-3606 | N/A | N/A | N/A | N/A | N/A | N/A | N/A | N/A | N/A | N/A | N/A | N/A | N/A
11-1569-6 | DONJOY LOW PROFILE (8"), XXL | 13-3606 | N/A | N/A | N/A | N/A | N/A | N/A | N/A | N/A | N/A | N/A | N/A | N/A | N/A
11-1569-7 | DONJOY LOW PROFILE (8"), XXXL | 13-3606 | N/A | N/A | N/A | N/A | N/A | N/A | N/A | N/A | N/A | N/A | N/A | N/A | N/A
11-1570-2 | DONJOY LITE 9",S | 13-6291 | N/A | LBL-11-1570-2-PK | N/A | N/A | N/A | N/A | N/A | N/A | N/A | N/A | N/A | N/A | N/A
11-1570-3 | DONJOY LITE 9",M | 13-6291 | N/A | LBL-11-1570-3-PK | N/A | N/A | N/A | N/A | N/A | N/A | N/A | N/A | N/A | N/A | N/A
11-1570-4 | DONJOY LITE 9",L | 13-6291 | N/A | LBL-11-1570-4-PK | N/A | N/A | N/A | N/A | N/A | N/A | N/A | N/A | N/A | N/A | N/A
11-1570-5 | DONJOY LITE 9",XL | 13-6291 | N/A | LBL-11-1570-5-PK | N/A | N/A | N/A | N/A | N/A | N/A | N/A | N/A | N/A | N/A | N/A
11-1570-6 | DONJOY LITE 9",XXL | 13-6291 | N/A | LBL-11-1570-6-PK | N/A | N/A | N/A | N/A | N/A | N/A | N/A | N/A | N/A | N/A | N/A
11-1571-3 | DONJOY SI BELT, S/M | 13-2037 | N/A | LBL-11-1571-3-PK | N/A | N/A | N/A | N/A | N/A | N/A | N/A | N/A | N/A | N/A | N/A
11-1571-4 | DONJOY SI BELT, L | 13-2037 | N/A | LBL-11-1571-4-PK | N/A | N/A | N/A | N/A | N/A | N/A | N/A | N/A | N/A | N/A | N/A
11-1576-2 | DONJOY LSO PREMIUM PLUS, S | 13-3606 | N/A | N/A | N/A | N/A | N/A | N/A | N/A | N/A | N/A | N/A | N/A | N/A | N/A
11-1576-3 | DONJOY LSO PREMIUM PLUS, M | 13-3606 | N/A | N/A | N/A | N/A | N/A | N/A | N/A | N/A | N/A | N/A | N/A | N/A | N/A
11-1576-4 | DONJOY LSO PREMIUM PLUS, L | 13-3606 | N/A | N/A | N/A | N/A | N/A | N/A | N/A | N/A | N/A | N/A | N/A | N/A | N/A
11-1576-5 | DONJOY LSO PREMIUM PLUS, XL | 13-3606 | N/A | N/A | N/A | N/A | N/A | N/A | N/A | N/A | N/A | N/A | N/A | N/A | N/A
11-1576-6 | DONJOY LSO PREMIUM PLUS, XXL | 13-3606 | N/A | N/A | N/A | N/A | N/A | N/A | N/A | N/A | N/A | N/A | N/A | N/A | N/A
11-1585-2 | DONJOY BACK BRACE II TLSO, S | 13-0683 | N/A | N/A | N/A | N/A | N/A | N/A | N/A | N/A | N/A | N/A | N/A | N/A | N/A
11-1585-3 | DONJOY BACK BRACE II TLSO, M | 13-0683 | N/A | N/A | N/A | N/A | N/A | N/A | N/A | N/A | N/A | N/A | N/A | N/A | N/A
11-1585-4 | DONJOY BACK BRACE II TLSO, L | 13-0683 | N/A | N/A | N/A | N/A | N/A | N/A | N/A | N/A | N/A | N/A | N/A | N/A | N/A
11-1585-5 | DONJOY BACK BRACE II TLSO, XL | 13-0683 | N/A | N/A | N/A | N/A | N/A | N/A | N/A | N/A | N/A | N/A | N/A | N/A | N/A
11-1585-6 | DONJOY BACK BRACE II TLSO, XXL | 13-0683 | N/A | LBL-11-1586-1-PK | N/A | N/A | N/A | N/A | N/A | N/A | N/A | N/A | N/A | N/A | N/A
11-1586-1 | DONJOY BACK BRACE II POSTURAL EXTENSION, S/M | 13-0682 | N/A | LBL-11-1586-2-PK | N/A | N/A | N/A | N/A | N/A | N/A | N/A | N/A | N/A | N/A | N/A
11-1586-2 | DONJOY BACK BRACE II POSTURAL EXTENSION, L/XL | 13-0682 | N/A | N/A | N/A | N/A | N/A | N/A | N/A | N/A | N/A | N/A | N/A | N/A | N/A
12-8692 | PLASTIC PLATE 28x57CM FOR LUMBAR SUPPORT | Spare Part | N/A | N/A | N/A | N/A | N/A | N/A | N/A | N/A | N/A | N/A | N/A | N/A | N/A
225 | DELUXE SACRO-LUMBAR SUPPORT U | BH-1202; Box | N/A | LBL-225-PK | N/A | 13-3397 | 13-3431 | N/A | N/A | N/A | N/A | N/A | N/A | BH-1202 | N/A
25-0026 | ACCESSORY PELOTTE FOR ERNISTRAP | Accesory | N/A | N/A | N/A | N/A | N/A | N/A | N/A | N/A | N/A | N/A | N/A | N/A | N/A
25-9881 | SILICONE LUMBOFORCE BACK INSERT | Accesory | N/A | N/A | N/A | N/A | N/A | N/A | N/A | N/A | N/A | N/A | N/A | N/A | N/A
79-82502 | SAC LUMB W/COMPRESSION ST, XS | 13-1361-0-00000 | N/A | LBL-79-82502-PK | N/A | 13-1856-1-00000 | 14-3348-0-02000 | 14-3349-0-00000 | 13-2562-0-09000 | N/A | N/A | N/A | N/A | 79-68016 | N/A
79-82503 | SAC LUMB W/COMPRESSION ST,S | 13-1361-0-00000 | N/A | LBL-79-82503-PK | N/A | 13-1856-2-00000 | 14-3348-0-02000 | 14-3349-0-00000 | 13-2562-0-08000 | N/A | N/A | N/A | N/A | 79-68016 | N/A
79-82505 | SAC LUMB W/COMPRESSION ST,M | 13-1361-0-00000 | N/A | LBL-79-82505-PK | N/A | 13-1856-3-00000 | 14-3348-0-02000 | 14-3349-0-00000 | 13-2562-0-14000 | N/A | N/A | N/A | N/A | 79-68016 | N/A
79-82507 | SAC LUMB W/COMPRESSION ST,L | 13-1361-0-00000 | N/A | LBL-79-82507-PK | N/A | 13-1856-4-00000 | 14-3348-0-02000 | 14-3349-0-00000 | 13-2562-0-02000 | N/A | N/A | N/A | N/A | 79-68016 | N/A
79-82508 | SAC LUMB W/COMPRESSION ST,XL | 13-1361-0-00000 | N/A | LBL-79-82508-PK | N/A | 13-1856-5-00000 | 14-3348-0-02000 | 14-3349-0-00000 | 13-2562-0-11000 | N/A | N/A | N/A | N/A | 79-68016 | N/A
79-82509 | SAC LUMB W/COMPRESSION,ST,XXL | 13-1361-0-00000 | N/A | LBL-79-82509-PK | N/A | 13-1856-6-00000 | 14-3348-0-02000 | 14-3349-0-00000 | 13-2562-0-17000 | N/A | N/A | N/A | N/A | 79-68016 | N/A
79-82509-10 | SAC LUM W/COMPRESS.STRAP XXXL | 13-1361-0-00000 | N/A | LBL-79-82509-10-PK | N/A | 13-1856-7-00000 | 14-3348-0-02000 | 14-3349-0-00000 | 13-2562-0-17000 | N/A | N/A | N/A | N/A | 79-68016 | N/A
79-82509-11 | SAC LUM W/COMPRESS.STRAP XXXXL | 13-1361-0-00000 | N/A | LBL-79-82509-11-PK | N/A | 13-1856-8-00000 | 14-3348-0-02000 | 14-3349-0-00000 | 13-2562-0-17000 | N/A | N/A | N/A | N/A | 79-68016 | N/A
79-83003 | FORM FIT CERVICAL COLLAR, S | 13-1338-0-00000 | N/A | LBL-79-83003-PK | N/A | 13-1856-2-00000 | 14-3348-0-02000 | 14-3349-0-00000 | 13-2562-0-08000 | N/A | N/A | N/A | N/A | 79-68036 | N/A
79-83004 | FORM FIT CERVICAL COLLAR,SM/LONG | 13-1338-0-00000 | N/A | LBL-79-83004-PK | N/A | 13-2862-2-00000 | 14-3348-0-02000 | 14-3349-0-00000 | 13-2562-0-01000 | N/A | N/A | N/A | N/A | 79-68036 | N/A
79-83005 | FORM FIT CERVICAL COLLAR,M | 13-1338-0-00000 | N/A | LBL-79-83005-PK | N/A | 13-1856-3-00000 | 14-3348-0-02000 | 14-3349-0-00000 | 13-2562-0-14000 | N/A | N/A | N/A | N/A | N/A | N/A
79-83006 | FORM FIT CERVICAL COLLAR,M/LONG | 13-1338-0-00000 | N/A | LBL-79-83006-PK | N/A | 13-2862-3-00000 | 14-3348-0-02000 | 14-3349-0-00000 | 13-2562-0-10000 | N/A | N/A | N/A | N/A | N/A | N/A
79-83007 | FORM FIT CERVICAL COLLAR,L | 13-1338-0-00000 | N/A | LBL-79-83007-PK | N/A | 13-1856-4-00000 | 14-3348-0-02000 | 14-3349-0-00000 | 13-2562-0-02000 | N/A | N/A | N/A | N/A | N/A | N/A
79-83008 | FORM FIT CERVICAL COLLAR,XL | 13-1338-0-00000 | N/A | LBL-79-83008-PK | N/A | 13-1856-5-00000 | 14-3348-0-02000 | 14-3349-0-00000 | 13-2562-0-11000 | N/A | N/A | N/A | N/A | N/A | N/A
79-83011 | FORM FIT CERVICAL COLLAR, XXS | 13-1338-0-00000 | N/A | LBL-79-83011-PK | N/A | 13-1856-0-00000 | 14-3348-0-02000 | 14-3349-0-00000 | 13-2562-0-00000 | N/A | N/A | N/A | N/A | N/A | N/A
79-83012 | FORM FIT CERVICAL COLL (XS) | 13-1338-0-00000 | N/A | LBL-79-83012-PK | N/A | 13-1856-1-00000 | 14-3348-0-02000 | 14-3349-0-00000 | 13-2562-0-09000 | N/A | N/A | N/A | N/A | N/A | N/A
79-83013 | FORM FIT CERVICAL COLL (S) | 13-1338-0-00000 | N/A | LBL-79-83013-PK | N/A | 13-1856-2-00000 | 14-3348-0-02000 | 14-3349-0-00000 | 13-2562-0-08000 | N/A | N/A | N/A | N/A | N/A | N/A
79-83014 | FORM FIT CERV COLL (SM/LONG) | 13-1338-0-00000 | N/A | LBL-79-83014-PK | N/A | 13-2862-2-00000 | 14-3348-0-02000 | 14-3349-0-00000 | 13-2562-0-01000 | N/A | N/A | N/A | N/A | N/A | N/A
79-83015 | FORM FIT CERVICAL COLL (M) | 13-1338-0-00000 | N/A | LBL-79-83015-PK | N/A | 13-2562-0-14000 | 13-1856-3-00000 | 14-3348-0-02000 | 14-3349-0-00000 | N/A | N/A | N/A | N/A | N/A | N/A
79-83016 | FORM FIT CERV COLL (M-LONG) | 13-1338-0-00000 | N/A | LBL-79-83016-PK | N/A | 13-2862-3-00000 | 14-3348-0-02000 | 14-3349-0-00000 | 13-2562-0-10000 | N/A | N/A | N/A | N/A | N/A | N/A
79-83017 | FORM FIT CERVICAL COLLAR (L) | 13-1338-0-00000 | N/A | LBL-79-83017-PK | N/A | 13-1856-4-00000 | 14-3348-0-02000 | 14-3349-0-00000 | 13-2562-0-02000 | N/A | N/A | N/A | N/A | N/A | N/A
79-83018 | FORM FIT CERV COLL (XL) | 13-1338-0-00000 | N/A | LBL-79-83018-PK | N/A | 13-1856-5-00000 | 14-3348-0-02000 | 14-3349-0-00000 | 13-2562-0-11000 | N/A | N/A | N/A | N/A | N/A | N/A
79-83019 | FORM FIT,CERV COLL,(X-LNG,NAR) | 13-1338-0-00000 | N/A | LBL-79-83019-PK | N/A | 13-2862-4-00000 | 14-3348-0-02000 | 14-3349-0-00000 | 13-2562-0-17000 | N/A | N/A | N/A | N/A | N/A | N/A
79-83122 | CALIF TRACH. COLLAR,2 1/4,XS | 13-0411 | N/A | LBL-79-83122-PK | N/A | 13-583122-14 | 13-583122-24 | 13-2393-0-09000 | 13-5190-0-06000 | 13-2562-0-00000 | N/A | N/A | N/A | N/A | N/A
79-83123 | CALIF TRACH. COLLAR,2 1/4,S | 13-0411 | N/A | LBL-79-83123-PK | N/A | 13-583123-14 | 13-583123-24 | 13-2393-0-08000 | 13-5190-0-06000 | 13-2562-0-08000 | N/A | N/A | N/A | N/A | N/A
79-83125 | CALIF TRACH. COLLAR,2 1/4,M | 13-0411 | N/A | LBL-79-83125-PK | N/A | 13-583125-14 | 13-583125-24 | 13-5190-0-06000 | 13-2562-0-14000 | N/A | N/A | N/A | N/A | N/A | N/A
79-83127 | CALIF TRACH. COLLAR,2 1/4,L | 13-0411 | N/A | LBL-79-83127-PK | N/A | 13-583127-14 | 13-583127-24 | 13-2393-0-02000 | 13-5190-0-06000 | 13-2562-0-02000 | N/A | N/A | N/A | N/A | N/A
79-83130 | ONE PIECE CERVICAL COLLAR, PEDIATRIC | 13-6296 | N/A | LBL-79-83130-PK | N/A | 13-2562-0-00000 | N/A | N/A | N/A | N/A | N/A | N/A | N/A | N/A | N/A
79-83131 | ONE PIECE CERVICAL COLLAR, ADULT | 13-6296 | N/A | LBL-79-83131-PK | N/A | 13-2562-0-02000 | N/A | N/A | N/A | N/A | N/A | N/A | N/A | N/A | N/A
79-83133 | CALIF TRACH. COLLAR,3 1/4,S | 13-0411 | N/A | LBL-79-83133-PK | N/A | 13-583133-14 | 13-583133-24 | 13-2393-0-08000 | 13-5190-0-06000 | 13-2562-0-08000 | N/A | N/A | N/A | N/A | N/A
79-83135 | CALIF TRACH. COLLAR,3 1/4,M | 13-0411 | N/A | LBL-79-83135-PK | N/A | 13-583135-14 | 13-583135-24 | 13-5190-0-06000 | 13-2562-0-14000 | N/A | N/A | N/A | N/A | N/A | N/A
79-83137 | CALIF TRACH. COLLAR,3 1/4,L | 13-0411 | N/A | LBL-79-83137-PK | N/A | 13-583137-14 | 13-583137-24 | 13-2393-0-02000 | 13-5190-0-06000 | 13-2562-0-02000 | N/A | N/A | N/A | N/A | N/A
79-83143 | CALIF TRACH. COLLAR,4 1/4,S | 13-0411 | N/A | LBL-79-83143-PK | N/A | 13-583143-14 | 13-583143-24 | 13-2393-0-08000 | 13-5190-0-06000 | 13-2562-0-08000 | N/A | N/A | N/A | N/A | N/A
79-83145 | CALIF TRACH. COLLAR,4 1/4,M | 13-0411 | N/A | LBL-79-83145-PK | N/A | 13-583145-14 | 13-583145-24 | 13-5190-0-06000 | 13-2562-0-14000 | N/A | N/A | N/A | N/A | N/A | N/A
79-83147 | CALIF TRACH. COLLAR,4 1/4,L | 13-0411 | N/A | LBL-79-83147-PK | N/A | 13-583147-14 | 13-583147-24 | 13-2393-0-02000 | 13-5190-0-06000 | 13-2562-0-02000 | N/A | N/A | N/A | N/A | N/A
79-83153 | CALIF TRACH. COLLAR,5 1/4,S | 13-0411 | N/A | LBL-79-83153-PK | N/A | 13-583153-14 | 13-583153-24 | 13-2393-0-08000 | 13-5190-0-06000 | 13-2562-0-08000 | N/A | N/A | N/A | N/A | N/A
79-83155 | CALIF TRACH. COLLAR,5 1/4,M | 13-0411 | N/A | LBL-79-83155-PK | N/A | 13-583155-14 | 13-583155-24 | 13-5190-0-06000 | 13-2562-0-14000 | N/A | N/A | N/A | N/A | N/A | N/A
79-83157 | CALIF TRACH. COLLAR,5 1/4,L | 13-0411 | N/A | LBL-79-83157-PK | N/A | 13-583157-14 | 13-583157-24 | 13-2393-0-02000 | 13-5190-0-06000 | 13-2562-0-02000 | N/A | N/A | N/A | N/A | N/A
79-83201 | XTEND 174, SUPER SHORT | 13-2381 | 13-2382 | LBL-79-83201-PK | N/A | 13-2562-0-09000 | N/A | N/A | N/A | N/A | N/A | N/A | N/A | N/A | N/A
79-83202 | XTEND 174 PED 3 | 13-2381 | 13-2382 | LBL-79-83202-PK | N/A | 13-2562-0-00000 | 13-0857 | N/A | N/A | N/A | N/A | N/A | N/A | N/A | N/A
79-83203 | XTEND 174, SHORT | 13-2381 | 13-2382 | LBL-79-83203-PK | N/A | 13-2562-0-08000 | N/A | N/A | N/A | N/A | N/A | N/A | N/A | N/A | N/A
79-83204 | XTEND 174, PED 3 REPL PAD SET | 13-2381 | N/A | LBL-79-83204-PK | N/A | 13-2562-0-00000 | N/A | N/A | N/A | N/A | N/A | N/A | N/A | N/A | N/A
79-83205 | XTEND 174, REGULAR | 13-2381 | 13-2382 | LBL-79-83205-PK | N/A | 13-2562-0-14000 | N/A | N/A | N/A | N/A | N/A | N/A | N/A | N/A | N/A
79-83207 | XTEND 174, TALL | 13-2381 | 13-2382 | LBL-79-83207-PK | N/A | 13-2562-0-02000 | N/A | N/A | N/A | N/A | N/A | N/A | N/A | N/A | N/A
79-83208 | XTEND 174, STOUT | 13-2381 | 13-2382 | LBL-79-83208-PK | N/A | 13-2562-0-10000 | N/A | N/A | N/A | N/A | N/A | N/A | N/A | N/A | N/A
79-83214 | ACC TRANSITIONAL 172 POSTERIOR PANEL, PED-1/PED-2 | Accesory | N/A | N/A | N/A | N/A | N/A | N/A | N/A | N/A | N/A | N/A | N/A | N/A | N/A
79-83221 | XTEND 174, SUPER SHORT W/REPL PAD | 13-2381 | 13-2382 | LBL-79-83221-PK | N/A | 13-2562-0-09000 | N/A | N/A | N/A | N/A | N/A | N/A | N/A | N/A | N/A
79-83224 | XTEND 174 STANDARD REPL PAD SET | 13-2381 | N/A | LBL-79-83224-PK | N/A | 13-2562-0-00000 | N/A | N/A | N/A | N/A | N/A | N/A | N/A | N/A | N/A
79-83225 | XTEND 174 STOUT REPL PAD SET | 13-2381 | N/A | LBL-79-83225-PK | N/A | 13-2562-0-00000 | N/A | N/A | N/A | N/A | N/A | N/A | N/A | N/A | N/A
79-83232 | XTEND 174, XS W/REPL PAD | 13-2381 | 13-2382 | LBL-79-83232-PK | N/A | 13-2562-0-11000 | N/A | N/A | N/A | N/A | N/A | N/A | N/A | N/A | N/A
79-83233 | XTEND 174, SHORT W/REPL PAD | 13-2381 | 13-2382 | LBL-79-83233-PK | N/A | 13-2562-0-08000 | N/A | N/A | N/A | N/A | N/A | N/A | N/A | N/A | N/A
79-83235 | XTEND 174, REGULAR W/REPL PAD | 13-2381 | 13-2382 | LBL-79-83235-PK | N/A | 13-2562-0-14000 | N/A | N/A | N/A | N/A | N/A | N/A | N/A | N/A | N/A
79-83237 | XTEND 174, TALL W/REPL PAD | 13-2381 | 13-2382 | LBL-79-83237-PK | N/A | 13-2562-0-02000 | N/A | N/A | N/A | N/A | N/A | N/A | N/A | N/A | N/A
79-83238 | XTEND 174, STOUT W/REPL PAD | 13-2381 | 13-2382 | LBL-79-83238-PK | N/A | 13-2562-0-10000 | N/A | N/A | N/A | N/A | N/A | N/A | N/A | N/A | N/A
79-83242 | ACC TRANSITIONAL 172 COLLAR PAD SET, PED-1/PED-2 | Accesory | N/A | N/A | N/A | N/A | N/A | N/A | N/A | N/A | N/A | N/A | N/A | N/A | N/A
79-83251 | XTEND 174, PED 1 | 13-2381 | 13-2382 | LBL-79-83251-PK | N/A | 13-2562-0-00000 | 13-0858 | N/A | N/A | N/A | N/A | N/A | N/A | N/A | N/A
79-83252 | XTEND 174, PED 2 | 13-2381 | 13-2382 | LBL-79-83252-PK | N/A | 13-2562-0-00000 | 13-0858 | N/A | N/A | N/A | N/A | N/A | N/A | N/A | N/A
79-83253 | XTEND 174, PED 1 REPL PAD SET | 13-2381 | N/A | LBL-79-83253-PK | N/A | 13-2562-0-00000 | N/A | N/A | N/A | N/A | N/A | N/A | N/A | N/A | N/A
79-83254 | XTEND 174, PED 2 REPL PAD SET | 13-2381 | N/A | LBL-79-83254-PK | N/A | 13-2562-0-00000 | N/A | N/A | N/A | N/A | N/A | N/A | N/A | N/A | N/A
79-83260 | ADAMS COLLAR, (MULTI), 10 CASE | 13-2816 | N/A | LBL-79-83260-PK | N/A | 13-2562-0-00000 | 12-8704 | 13-5627 | 13-3627 | N/A | N/A | N/A | N/A | POCHE_15X58X5_AUTO | N/A
79-83263 | ADAMS COLLAR, SMALL, 10/CS | 13-2816 | N/A | LBL-79-83263-PK | N/A | 13-2562-0-00000 | 12-8704 | 13-5627 | 13-3627 | N/A | N/A | N/A | N/A | POCHE_15X58X5_AUTO | N/A
79-83265 | ADAMS COLLAR, MEDIUM, 10/CS | 13-2816 | N/A | LBL-79-83265-PK | N/A | 13-2562-0-00000 | 12-8704 | 13-5627 | 13-3627 | N/A | N/A | N/A | N/A | POCHE_15X58X5_AUTO | N/A
79-83267 | ADAMS COLLAR, LARGE, 10/CS | 13-2816 | N/A | LBL-79-83267-PK | N/A | 13-2562-0-00000 | 12-8704 | 13-5627 | 13-3627 | N/A | N/A | N/A | N/A | POCHE_15X58X5_AUTO | N/A
79-83272 | TRANSITIONAL 172 COLLAR, PED-1 | 13-7085 | N/A | LBL-79-83272-PK | N/A | N/A | N/A | N/A | N/A | N/A | N/A | N/A | N/A | N/A | N/A
79-83273 | TRANSITIONAL 172 COLLAR, PED-2 | 13-7085 | N/A | LBL-79-83273-PK | N/A | N/A | N/A | N/A | N/A | N/A | N/A | N/A | N/A | N/A | N/A
79-83275 | TRANSITIONAL 172 COLLAR, PED-3 | 13-7085 | N/A | LBL-79-83275-PK | N/A | N/A | N/A | N/A | N/A | N/A | N/A | N/A | N/A | N/A | N/A
79-83277 | TRANSITIONAL 172 COLLAR, PED-4 | 13-7085 | N/A | LBL-79-83277-PK | N/A | N/A | N/A | N/A | N/A | N/A | N/A | N/A | N/A | N/A | N/A
79-83278 | TRANSITIONAL 172 COLLAR, PED-5 | 13-7085 | N/A | LBL-79-83278-PK | N/A | N/A | N/A | N/A | N/A | N/A | N/A | N/A | N/A | N/A | N/A
79-83281 | XTEND 174, PED 0 | 13-2381 | 13-2382 | LBL-79-83281-PK | N/A | 13-2562-0-00000 | N/A | N/A | N/A | N/A | N/A | N/A | N/A | N/A | N/A
79-83283 | TRANSITIONAL 172 COLLAR, ADULT SHORT | 13-7085 | N/A | LBL-79-83283-PK | N/A | 13-2562-0-00000 | N/A | N/A | N/A | N/A | N/A | N/A | N/A | N/A | N/A
79-83285 | TRANSITIONAL 172 COLLAR, ADULT REGULAR | 13-7085 | N/A | LBL-79-83285-PK | N/A | 13-2562-0-00000 | N/A | N/A | N/A | N/A | N/A | N/A | N/A | N/A | N/A
79-83287 | TRANSITIONAL 172 COLLAR, ADULT TALL | 13-7085 | N/A | LBL-79-83287-PK | N/A | 13-2562-0-00000 | N/A | N/A | N/A | N/A | N/A | N/A | N/A | N/A | N/A
79-83288 | TRANSITIONAL 172 COLLAR, ADULT X-TALL | 13-7085 | N/A | LBL-79-83288-PK | N/A | 13-2562-0-00000 | N/A | N/A | N/A | N/A | N/A | N/A | N/A | N/A | N/A
79-83295 | ACC TRANSITIONAL 172 COLLAR PAD SET, PED-3/PED-4/PED-5 | Accesory | N/A | N/A | N/A | N/A | N/A | N/A | N/A | N/A | N/A | N/A | N/A | N/A | N/A
79-83325 | ACC TRANSITIONAL 172 COLLAR PAD SET, ADULT | Accesory | N/A | N/A | N/A | N/A | N/A | N/A | N/A | N/A | N/A | N/A | N/A | N/A | N/A
79-83351 | TRANSITIONAL 172 COLLAR SET, PED-1 | 13-7085 | N/A | LBL-79-83351-PK | N/A | N/A | N/A | N/A | N/A | N/A | N/A | N/A | N/A | N/A | N/A
79-83352 | TRANSITIONAL 172 COLLAR SET, PED-2 | 13-7085 | N/A | LBL-79-83352-PK | N/A | N/A | N/A | N/A | N/A | N/A | N/A | N/A | N/A | N/A | N/A
79-83353 | TRANSITIONAL 172 COLLAR SET, PED-3 | 13-7085 | N/A | LBL-79-83353-PK | N/A | N/A | N/A | N/A | N/A | N/A | N/A | N/A | N/A | N/A | N/A
79-83354 | TRANSITIONAL 172 COLLAR SET, PED-4 | 13-7085 | N/A | LBL-79-83354-PK | N/A | N/A | N/A | N/A | N/A | N/A | N/A | N/A | N/A | N/A | N/A
79-83355 | TRANSITIONAL 172 COLLAR SET, PED-5 | 13-7085 | N/A | LBL-79-83355-PK | N/A | 13-2562-0-00000 | N/A | N/A | N/A | N/A | N/A | N/A | N/A | N/A | N/A
79-83363 | TRANSITIONAL 172 COLLAR SET, ADULT SHORT | 13-7085 | N/A | LBL-79-83363-PK | N/A | N/A | N/A | N/A | N/A | N/A | N/A | N/A | N/A | N/A | N/A
79-83365 | TRANSITIONAL 172 COLLAR SET, ADULT REGULAR | 13-7085 | N/A | LBL-79-83365-PK | N/A | N/A | N/A | N/A | N/A | N/A | N/A | N/A | N/A | N/A | N/A
79-83367 | TRANSITIONAL 172 COLLAR SET, ADULT TALL | 13-7085 | N/A | LBL-79-83367-PK | N/A | N/A | N/A | N/A | N/A | N/A | N/A | N/A | N/A | N/A | N/A
79-83368 | TRANSITIONAL 172 COLLAR SET, ADULT X-TALL | 13-7085 | N/A | LBL-79-83368-PK | N/A | N/A | N/A | N/A | N/A | N/A | N/A | N/A | N/A | N/A | N/A
79-83500 | 3" UNIVERSAL CLINIC COLLAR | 13-1338-0-00000 | N/A | LBL-79-83500-PK | N/A | 13-1855-0-00000 | 14-3348-0-02000 | 14-3349-0-00000 | 13-2562-0-02000 | N/A | N/A | N/A | N/A | N/A | N/A
79-83510 | 4" UNIVERSAL CLINIC COLLAR | 13-1338-0-00000 | N/A | LBL-79-83510-PK | N/A | 13-1855-0-00000 | 14-3348-0-02000 | 14-3349-0-00000 | 13-2562-0-02000 | N/A | N/A | N/A | N/A | N/A | N/A
79-83520 | 2.5" UNIVERSAL CERVICAL COLLAR | 13-1338-0-00000 | N/A | LBL-79-83520-PK | N/A | 13-1855-0-00000 | 14-3348-0-02000 | 14-3349-0-00000 | 13-2562-0-02000 | N/A | N/A | N/A | N/A | N/A | N/A
79-83922 | XTEND 174, XSMALL | 13-2381 | 13-0998 | LBL-79-83922-PK | N/A | 13-2562-0-09000 | N/A | N/A | N/A | N/A | N/A | N/A | N/A | N/A | N/A
79-83942 | XTEND 174 XSMALL REPL PAD SET | Accesory | N/A | LBL-79-83942-PK | N/A | 13-2562-0-00000 | N/A | N/A | N/A | N/A | N/A | N/A | N/A | N/A | N/A
79-83972 | XTEND 174, PED 0 REPL PAD SET | Accesory | N/A | LBL-79-83972-PK | N/A | 13-2562-0-00000 | N/A | N/A | N/A | N/A | N/A | N/A | N/A | N/A | N/A
79-85001 | CLAVICLE SPLINT,PED,XXS | 13-1374-0-00000 | N/A | LBL-79-85001-PK | N/A | 13-2562-0-00000 | N/A | N/A | N/A | N/A | N/A | N/A | N/A | 79-68013 | N/A
79-85002 | CLAVICLE SPLINT,XS | 13-1374-0-00000 | N/A | LBL-79-85002-PK | N/A | 13-2562-0-09000 | N/A | N/A | N/A | N/A | N/A | N/A | N/A | 79-68013 | N/A
79-85003 | CLAVICLE SPLINT,S | 13-1374-0-00000 | N/A | LBL-79-85003-PK | N/A | 13-2562-0-08000 | N/A | N/A | N/A | N/A | N/A | N/A | N/A | 79-68013 | N/A
79-85005 | CLAVICLE SPLINT,M | 13-1374-0-00000 | N/A | LBL-79-85005-PK | N/A | 13-2562-0-14000 | N/A | N/A | N/A | N/A | N/A | N/A | N/A | 79-68013 | N/A
79-85007 | CLAVICLE SPLINT,L | 13-1374-0-00000 | N/A | LBL-79-85007-PK | N/A | 13-2562-0-02000 | N/A | N/A | N/A | N/A | N/A | N/A | N/A | 79-68013 | N/A
79-85008 | CLAVICLE SPLINT,XL | 13-1374-0-00000 | N/A | LBL-79-85008-PK | N/A | 13-2562-0-11000 | N/A | N/A | N/A | N/A | N/A | N/A | N/A | 13-2618-0-00000 | N/A
79-85009 | CLAVICLE SPLINT,XXL | 13-1374-0-00000 | N/A | LBL-79-85009-PK | N/A | 13-2562-0-17000 | N/A | N/A | N/A | N/A | N/A | N/A | N/A | 13-2618-0-00000 | N/A
79-85100 | UNIVERSAL CLAVICLE SPLINT | 13-1374-0-00000 | N/A | LBL-79-85100-PK | N/A | 13-1855-0-00000 | 14-3348-0-02000 | 14-3349-0-00000 | 13-2562-0-02000 | N/A | N/A | N/A | N/A | 79-68016 | N/A
79-89003 | 10 DBL-PULL SACRO-LUMBAR (S) | 13-1361-0-00000 | N/A | LBL-79-89003-PK | N/A | 13-2562-0-08000 | 13-1856-2-00000 | 14-3348-0-02000 | 14-3349-0-00000 | N/A | N/A | N/A | N/A | N/A | N/A
79-89005 | 10 DBL PULL SACRO-LUMBAR (M) | 13-1361-0-00000 | N/A | LBL-79-89005-PK | N/A | 13-2562-0-14000 | 13-1856-3-00000 | 14-3348-0-02000 | 14-3349-0-00000 | N/A | N/A | N/A | N/A | N/A | N/A
79-89006 | 10 DBL PULL SACRO-LUMB(MED/LG) | 13-1361-0-00000 | N/A | LBL-79-89006-PK | N/A | 13-2562-0-10000 | 13-1857-3-00000 | 14-3348-0-02000 | 14-3349-0-00000 | N/A | N/A | N/A | N/A | N/A | N/A
79-89007 | 10 DBL PULL SACRO-LUMBAR (L) | 13-1361-0-00000 | N/A | LBL-79-89007-PK | N/A | 13-2562-0-02000 | 13-1856-4-00000 | 14-3348-0-02000 | 14-3349-0-00000 | N/A | N/A | N/A | N/A | N/A | N/A
79-89008 | 10 DBL PULL SACRO-LUMBAR (XL) | 13-1361-0-00000 | N/A | LBL-79-89008-PK | N/A | 13-2562-0-11000 | 13-1856-5-00000 | 14-3348-0-02000 | 14-3349-0-00000 | N/A | N/A | N/A | N/A | N/A | N/A
79-89009 | 10"DBL PULL SACRO LUMBAR XXL | 13-1361-0-00000 | N/A | LBL-79-89009-10-PK | N/A | 13-1856-6-00000 | 14-3348-0-02000 | 14-3349-0-00000 | N/A | N/A | N/A | N/A | N/A | N/A | N/A
79-89009-10 | 10" DBL PULL SACRO LUM XXXL | 13-1361-0-00000 | N/A | LBL-79-89009-PK | N/A | 13-1856-7-00000 | 14-3348-0-02000 | 14-3349-0-00000 | N/A | N/A | N/A | N/A | N/A | N/A | N/A
79-89040 | 10 CRISS-CROSS BINDER (UNIV) | 13-1361-0-00000 | N/A | LBL-79-89040-PK | N/A | 13-2562-0-02000 | 13-1855-0-00000 | 14-3348-0-02000 | 14-3349-0-00000 | N/A | N/A | N/A | N/A | 79-68013 | N/A
79-89043 | 10" ABDOMINAL BINDER, S | 13-1361-0-00000 | N/A | LBL-79-89043-PK | N/A | 13-1856-2-00000 | 14-3348-0-02000 | 14-3349-0-00000 | N/A | N/A | N/A | N/A | N/A | 79-68013 | N/A
79-89045 | 10" ABDOMINAL BINDER,M | 13-1361-0-00000 | N/A | LBL-79-89045-PK | N/A | 13-2562-0-14000 | 13-1856-3-00000 | 14-3348-0-02000 | 14-3349-0-00000 | N/A | N/A | N/A | N/A | 79-68013 | N/A
79-89047 | 10" ABDOMINAL BINDER,L | 13-1361-0-00000 | N/A | LBL-79-89047-PK | N/A | 13-2562-0-02000 | 13-1856-4-00000 | 14-3348-0-02000 | 14-3349-0-00000 | N/A | N/A | N/A | N/A | 79-68013 | N/A
79-89048 | 10" ABDOMINAL BINDER,XL | 13-1361-0-00000 | N/A | LBL-79-89048-PK | N/A | 13-2562-0-11000 | 13-1856-5-00000 | 14-3348-0-02000 | 14-3349-0-00000 | N/A | N/A | N/A | N/A | 79-68013 | N/A
79-89049 | 10" ABDOMINAL BINDER,XXL | 13-1361-0-00000 | N/A | LBL-79-89049-PK | N/A | 13-2393-0-17000 | 13-1856-6-00000 | 14-3348-0-02000 | 14-3349-0-00000 | N/A | N/A | N/A | N/A | 79-68013 | N/A
79-89050 | UNIVERSAL RIB BELT / MALE | 13-1361-0-00000 | N/A | LBL-79-89050-PK | N/A | 13-2562-0-02000 | 13-1855-0-00000 | 14-3348-0-02000 | 14-3349-0-00000 | N/A | N/A | N/A | N/A | 79-68012 | N/A
79-89050-004 | UNIVERSAL RIB BELT / MALE | 13-1361-0-00000 | N/A | LBL-79-89050-004-PK | N/A | 13-1855-0-00000 | 14-3348-0-02000 | 14-3349-0-00000 | 13-2562-0-02000 | N/A | N/A | N/A | N/A | 13-5913 | N/A
79-89060 | UNIVERSAL RIB BELT / FEMALE | 13-1361-0-00000 | N/A | LBL-79-89060-PK | N/A | 13-2562-0-02000 | 13-1855-0-00000 | 14-3348-0-02000 | 14-3349-0-00000 | N/A | N/A | N/A | N/A | 79-68012 | N/A
79-89060-004 | UNIVERSAL RIB BELT /FEMALE | 13-1361-0-00000 | N/A | LBL-79-89060-004-PK | N/A | 13-1855-0-00000 | 14-3348-0-02000 | 14-3349-0-00000 | 13-2562-0-02000 | N/A | N/A | N/A | N/A | 13-5913 | N/A
79-89070 | 9" 3-PANEL BINDER (30 "- 45") | 13-1361-0-00000 | N/A | LBL-79-89070-PK | N/A | 13-2562-0-02000 | N/A | N/A | N/A | N/A | N/A | N/A | N/A | 13-8900-3 | N/A
79-89071 | 9 " 3-PANEL BINDER (45" - 62") | 13-1361-0-00000 | N/A | LBL-79-89071-PK | N/A | 13-2562-0-02000 | N/A | N/A | N/A | N/A | N/A | N/A | N/A | 13-8900-3 | N/A
79-89080 | 10 UNIVERSAL ABD/SAC SUPPORT | 13-1361-0-00000 | N/A | LBL-79-89080-PK | N/A | 13-2562-0-02000 | 13-1855-0-00000 | 14-3348-0-02000 | 14-3349-0-00000 | N/A | N/A | N/A | N/A | N/A | N/A
79-89083 | INDUSTRIAL BACK SPRT,SM | 13-1331-0-00000 | N/A | LBL-79-89083-PK | N/A | 13-1856-2-00000 | 14-3348-0-02000 | 14-3349-0-00000 | N/A | N/A | N/A | N/A | N/A | N/A | N/A
79-89085 | INDUSTRIAL BACK SPRT,M | 13-1331-0-00000 | N/A | LBL-79-89085-PK | N/A | 13-2562-0-14000 | 13-1856-3-00000 | 14-3348-0-02000 | 14-3349-0-00000 | N/A | N/A | N/A | N/A | N/A | N/A
79-89087 | INDUSTRIAL BACK SUPPORT - LG | 13-1331-0-00000 | N/A | LBL-79-89087-PK | N/A | 13-2562-0-02000 | 13-1856-4-00000 | 14-3348-0-02000 | 14-3349-0-00000 | N/A | N/A | N/A | N/A | N/A | N/A
79-89088 | INDUSTRIAL BACK SUPPORT - XL | 13-1331-0-00000 | N/A | LBL-79-89088-PK | N/A | 13-2562-0-11000 | 13-1856-5-00000 | 14-3348-0-02000 | 14-3349-0-00000 | N/A | N/A | N/A | N/A | N/A | N/A
79-89089 | INDUSTRIAL BACK SUPPORT - XXL | 13-1331-0-00000 | N/A | LBL-79-89089-PK | N/A | 13-1856-6-00000 | 14-3348-0-02000 | 14-3349-0-00000 | N/A | N/A | N/A | N/A | N/A | N/A | N/A
79-89090 | 12 " 4-PANEL BINDER (30"- 45") | 13-1361-0-00000 | N/A | LBL-79-89090-PK | N/A | 13-2562-0-02000 | N/A | N/A | N/A | N/A | N/A | N/A | N/A | 13-8900-3 | N/A
79-89091 | 12 "4-PANEL BINDER (45"- 62") | 13-1361-0-00000 | N/A | LBL-79-89091-PK | N/A | 13-2562-0-02000 | N/A | N/A | N/A | N/A | N/A | N/A | N/A | 13-8900-3 | N/A
79-89120 | COMFORT-FORM INSERT - 8" | 13-1329-0-00000 | N/A | LBL-79-89120-PK | N/A | 13-2562-0-00000 | 13-5190-0-06000 | N/A | N/A | N/A | N/A | N/A | N/A | 13-7204-0-00000 | 79-69016
79-89142 | IND BACK SUP W/SUSPENDERS XS | 13-1331-0-00000 | N/A | LBL-79-89142-PK | N/A | 13-1856-1-00000 | 14-3348-0-02000 | 14-3349-0-00000 | N/A | N/A | N/A | N/A | N/A | N/A | N/A
79-89143 | IND BACK SUPP W/SUSPENDERS-SM | 13-1331-0-00000 | N/A | LBL-79-89143-PK | N/A | 13-1856-2-00000 | 14-3348-0-02000 | 14-3349-0-00000 | N/A | N/A | N/A | N/A | N/A | N/A | N/A
79-89145 | IND BACK SUPP W/SUSPENDERS-M | 13-1331-0-00000 | N/A | LBL-79-89145-PK | N/A | 13-2562-0-14000 | 13-1856-2-00000 | 14-3348-0-02000 | 14-3349-0-00000 | N/A | N/A | N/A | N/A | N/A | N/A
79-89147 | IND BACK SUPP W/SUSPENDERS-LG | 13-1331-0-00000 | N/A | LBL-79-89147-PK | N/A | 13-1856-4-00000 | 14-3348-0-02000 | 14-3349-0-00000 | 13-2562-0-02000 | N/A | N/A | N/A | N/A | N/A | N/A
79-89148 | IND BACK SUPP W/SUSPENDERS-XL | 13-1331-0-00000 | N/A | LBL-79-89148-PK | N/A | 13-1856-5-00000 | 14-3348-0-02000 | 14-3349-0-00000 | 13-2562-0-11000 | N/A | N/A | N/A | N/A | 79-68016 | N/A
79-89149 | IND BACK SUPP W/SUSPENDERS-XXL | 13-1331-0-00000 | N/A | LBL-79-89149-PK | N/A | 13-1856-6-00000 | 14-3348-0-02000 | 14-3349-0-00000 | N/A | N/A | N/A | N/A | N/A | 79-68016 | N/A
79-89149L | IND BACK SUPP W/SUSP XXXL | 13-1331-0-00000 | N/A | LBL-79-89149L-PK | N/A | 13-1856-7-00000 | 14-3348-0-02000 | 14-3349-0-00000 | N/A | N/A | N/A | N/A | N/A | 79-68016 | N/A
79-89149X | IND BACK SUPP W/SUSP - XXXXL | 13-1331-0-00000 | N/A | LBL-79-89149X-PK | N/A | 13-1856-8-00000 | 14-3348-0-02000 | 14-3349-0-00000 | N/A | N/A | N/A | N/A | N/A | 79-68016 | N/A
79-89150 | UNIV DELUXE RIB BELT,MALE | 13-1361-0-00000 | N/A | LBL-79-89150-PK | N/A | 13-2562-0-02000 | 13-1855-0-00000 | 14-3348-0-02000 | 14-3349-0-00000 | N/A | N/A | N/A | N/A | 79-68012 | N/A
79-89151 | UNIV DLX RIB BELT,MALE U/XL | 13-1361-0-00000 | N/A | LBL-79-89151-PK | N/A | 13-2562-0-11000 | 13-1856-5-00000 | 14-3348-0-02000 | 14-3349-0-00000 | N/A | N/A | N/A | N/A | 79-68012 | N/A
79-89160 | UNIV DELUXE RIB BELT,FEMALE | 13-1361-0-00000 | N/A | LBL-79-89160-PK | N/A | 13-2562-0-02000 | 13-1855-0-00000 | 14-3348-0-02000 | 14-3349-0-00000 | N/A | N/A | N/A | N/A | 79-68012 | N/A
79-89183 | 10 CRISS-CROSS W/SIDE PULL-SM | 13-1361-0-00000 | N/A | LBL-79-89183-PK | N/A | 13-1856-2-00000 | 14-3348-0-02000 | 14-3349-0-00000 | N/A | N/A | N/A | N/A | N/A | N/A | N/A
79-89185 | 10 CRISS-CROSS W/SIDE PULL-M | 13-1361-0-00000 | N/A | LBL-79-89185-PK | N/A | 13-2562-0-14000 | 13-1856-3-00000 | 14-3348-0-02000 | 14-3349-0-00000 | N/A | N/A | N/A | N/A | N/A | N/A
79-89187 | 10 CRISS-CROSS W/SIDE PULL-LG | 13-1361-0-00000 | N/A | LBL-79-89187-PK | N/A | 13-2562-0-02000 | 13-1856-4-00000 | 14-3348-0-02000 | 14-3349-0-00000 | N/A | N/A | N/A | N/A | N/A | N/A
79-89188 | 10 CRISS-CROSS W/SIDE PULL-XL | 13-1361-0-00000 | N/A | LBL-79-89188-PK | N/A | 13-2562-0-11000 | 13-1856-5-00000 | 14-3348-0-02000 | 14-3349-0-00000 | N/A | N/A | N/A | N/A | N/A | N/A
79-89189 | 10 CRISS-CROSS BINDER - XXL | 13-1361-0-00000 | N/A | LBL-79-89189-PK | N/A | 13-1856-6-00000 | 14-3348-0-02000 | 14-3349-0-00000 | N/A | N/A | N/A | N/A | N/A | N/A | N/A
79-89210 | 9" 3-PANEL BINDER(62"-74") | 13-1361-0-00000 | N/A | LBL-79-89210-PK | N/A | 13-2562-0-02000 | LAB2300 | N/A | N/A | N/A | N/A | N/A | N/A | 13-8900-3 | N/A
79-89220 | 12" 4 PANEL BINDER(62"-74") | 13-1361-0-00000 | N/A | LBL-79-89220-PK | N/A | 13-2562-0-02000 | LAB2300 | N/A | N/A | N/A | N/A | N/A | N/A | 13-8900-3 | N/A
79-89240 | CLINIC RET. SUP W/COMP STR-S/M | 13-1361-0-00000 | N/A | LBL-79-89240-PK | N/A | 13-1857-2-00000 | 14-3348-0-02000 | 14-3349-0-00000 | N/A | N/A | N/A | N/A | N/A | N/A | N/A
79-89241 | CLINIC RET.SUP W/COMP STR-L/XL | 13-1361-0-00000 | N/A | LBL-79-89241-PK | N/A | 13-1857-4-00000 | 14-3348-0-02000 | 14-3349-0-00000 | 13-2562-0-02000 | N/A | N/A | N/A | N/A | N/A | N/A
79-89250 | 9" PANEL BINDER(82-100"), XXXL | 13-1361-0-00000 | N/A | LBL-79-89250-PK | N/A | 13-2562-0-02000 | N/A | N/A | N/A | N/A | N/A | N/A | N/A | N/A | N/A
79-89260 | 12" PANEL BINDER(82-100"), 3XL | 13-1361-0-00000 | N/A | LBL-79-89260-PK | N/A | 13-2562-0-02000 | N/A | N/A | N/A | N/A | N/A | N/A | N/A | 79-68016 | N/A
79-89270 | 9" 3-PANEL BINDER(72-84") 2XL | 13-1361-0-00000 | N/A | LBL-79-89270-PK | N/A | 13-2562-0-02000 | N/A | N/A | N/A | N/A | N/A | N/A | N/A | 79-68013 | N/A
79-89280 | 12" 4-PANEL BINDER(72-84") 2XL | 13-1361-0-00000 | N/A | LBL-79-89280-PK | N/A | 13-2562-0-02000 | N/A | N/A | N/A | N/A | N/A | N/A | N/A | 79-68028 | N/A
79-89293 | MATERNITY BELT - S | 13-1335-0-00000 | N/A | LBL-79-89293-PK | N/A | 13-1856-2-00000 | 14-3348-0-02000 | 14-3349-0-00000 | N/A | N/A | N/A | N/A | N/A | 79-68016 | N/A
79-89295 | MATERNITY BELT - M | 13-1335-0-00000 | N/A | LBL-79-89295-PK | N/A | 13-1856-3-00000 | 14-3348-0-02000 | 14-3349-0-00000 | 13-2562-0-14000 | N/A | N/A | N/A | N/A | 79-68016 | N/A
79-89297 | MATERNITY BELT - L | 13-1335-0-00000 | N/A | LBL-79-89297-PK | N/A | 13-1856-4-00000 | 14-3348-0-02000 | 14-3349-0-00000 | 13-2562-0-02000 | N/A | N/A | N/A | N/A | 79-68016 | N/A
79-89298 | MATERNITY BELT - XL | 13-1335-0-00000 | N/A | LBL-79-89298-PK | N/A | 13-1856-5-00000 | 14-3348-0-02000 | 14-3349-0-00000 | 13-2562-0-11000 | N/A | N/A | N/A | N/A | 79-68016 | N/A
79-89323 | 12" ABDOMINAL BINDER,S | 13-1361-0-00000 | N/A | LBL-79-89323-PK | N/A | 13-1856-2-00000 | 14-3348-0-02000 | 14-3349-0-00000 | N/A | N/A | N/A | N/A | N/A | 79-68028 | N/A
79-89325 | 12" ABDOMINAL BINDER,M | 13-1361-0-00000 | N/A | LBL-79-89325-PK | N/A | 13-2562-0-14000 | 13-1856-3-00000 | 14-3348-0-02000 | 14-3349-0-00000 | N/A | N/A | N/A | N/A | 79-68028 | N/A
79-89327 | 12" ABDOMINAL BINDER,L | 13-1361-0-00000 | N/A | LBL-79-89327-PK | N/A | 13-2562-0-02000 | 13-1856-4-00000 | 14-3348-0-02000 | 14-3349-0-00000 | N/A | N/A | N/A | N/A | 79-68028 | N/A
79-89328 | 12" ABDOMINAL BINDER,XL | 13-1361-0-00000 | N/A | LBL-79-89328-PK | N/A | 13-2562-0-11000 | 13-1856-5-00000 | 14-3348-0-02000 | 14-3349-0-00000 | N/A | N/A | N/A | N/A | 79-68028 | N/A
79-89329 | 12" ABDOMINAL BINDER,XXL | 13-1361-0-00000 | N/A | LBL-79-89329-PK | N/A | 13-1856-6-00000 | 14-3348-0-02000 | 14-3349-0-00000 | N/A | N/A | N/A | N/A | N/A | 79-68028 | N/A
79-89333 | 14" ABDOMINAL BINDER,S | 13-1361-0-00000 | N/A | LBL-79-89333-PK | N/A | 13-1856-2-00000 | 14-3348-0-02000 | 14-3349-0-00000 | N/A | N/A | N/A | N/A | N/A | 13-2618-0-00000 | N/A
79-89335 | 14" ABDOMINAL BINDER,M | 13-1361-0-00000 | N/A | LBL-79-89335-PK | N/A | 13-1856-3-00000 | 14-3348-0-02000 | 14-3349-0-00000 | 13-2562-0-14000 | N/A | N/A | N/A | N/A | 13-2618-0-00000 | N/A
79-89337 | 14" ABDOMINAL BINDER,L | 13-1361-0-00000 | N/A | LBL-79-89337-PK | N/A | 13-1856-4-00000 | 14-3348-0-02000 | 14-3349-0-00000 | 13-2562-0-02000 | N/A | N/A | N/A | N/A | 13-2618-0-00000 | N/A
79-89338 | 14" ABDOMINAL BINDER,XL | 13-1361-0-00000 | N/A | LBL-79-89338-PK | N/A | 13-1856-5-00000 | 14-3348-0-02000 | 14-3349-0-00000 | 13-2562-0-11000 | N/A | N/A | N/A | N/A | 13-2618-0-00000 | N/A
79-89339 | 14" ABDOMINAL BINDER,XXL | 13-1361-0-00000 | N/A | LBL-79-89339-PK | N/A | 13-1856-6-00000 | 14-3348-0-02000 | 14-3349-0-00000 | N/A | N/A | N/A | N/A | N/A | 13-2618-0-00000 | N/A
79-89352 | COMFORTFORM BACK SUPP, XS | 13-4996-0-00000 | N/A | LBL-79-89352-PK | N/A | N/A | N/A | N/A | N/A | N/A | N/A | N/A | N/A | 13-1311-0-00000 | N/A
79-89353 | COMFORTFORM BACK SUPP, SM | 13-4996-0-00000 | N/A | LBL-79-89353-PK | N/A | N/A | N/A | N/A | N/A | N/A | N/A | N/A | N/A | 13-1311-0-00000 | N/A
79-89355 | COMFORTFORM BACK SUPP, MED | 13-4996-0-00000 | N/A | LBL-79-89355-PK | N/A | 13-2562-0-14000 | N/A | N/A | N/A | N/A | N/A | N/A | N/A | 13-1311-0-00000 | N/A
79-89357 | COMFORT FORM BACK SUPP, LG | 13-4996-0-00000 | N/A | LBL-79-89357-PK | N/A | 13-2562-0-02000 | N/A | N/A | N/A | N/A | N/A | N/A | N/A | 13-1311-0-00000 | N/A
79-89358 | COMFORT FORM BACK SUPP, XL | 13-4996-0-00000 | N/A | LBL-79-89358-PK | N/A | 13-2562-0-11000 | N/A | N/A | N/A | N/A | N/A | N/A | N/A | 13-1311-0-00000 | N/A
79-89359 | COMFORT FORM BACK SUPP, XXL | 13-4996-0-00000 | N/A | LBL-79-89359-PK | N/A | N/A | N/A | N/A | N/A | N/A | N/A | N/A | N/A | 13-1311-0-00000 | N/A
79-89359-10 | COMFORT FORM BACK SUPP, XXXL | 13-4996-0-00000 | N/A | LBL-79-89359-10-PK | N/A | N/A | N/A | N/A | N/A | N/A | N/A | N/A | N/A | 13-1311-0-00000 | N/A
79-89364 | 9" PERSONAL BINDER, S/M | 13-1361-0-00000 | N/A | LBL-79-89364-PK | N/A | 13-1857-2-00000 | 14-3348-0-02000 | 14-3349-0-00000 | N/A | N/A | N/A | N/A | N/A | 79-68028 | N/A
79-89366 | 9" PERSONAL BINDER, M/L | 13-1361-0-00000 | N/A | LBL-79-89366-PK | N/A | 13-1857-3-00000 | 14-3348-0-02000 | 14-3349-0-00000 | N/A | N/A | N/A | N/A | N/A | 79-68028 | N/A
79-89376 | 10" PERSONAL BINDER, M/L | 13-1361-0-00000 | N/A | LBL-79-89376-PK | N/A | 13-1857-3-00000 | 14-3348-0-02000 | 14-3349-0-00000 | N/A | N/A | N/A | N/A | N/A | 79-68028 | N/A
79-89384 | 12" PERSONAL BINDER, S/M | 13-1361-0-00000 | N/A | LBL-79-89384-PK | N/A | 13-1857-2-00000 | 14-3348-0-02000 | 14-3349-0-00000 | N/A | N/A | N/A | N/A | N/A | 79-68028 | N/A
79-89386 | 12" PERSONAL BINDER, M/L | 13-1361-0-00000 | N/A | LBL-79-89386-PK | N/A | N/A | N/A | 13-1857-3-00000 | 14-3348-0-02000 | 14-3349-0-00000 | 13-2562-0-10000 | N/A | N/A | N/A | N/A
79-90173 | HIP ABDUCTION PILLOW,S | 13-2746-0-00000 | N/A | N/A | N/A | N/A | N/A | N/A | N/A | N/A | N/A | N/A | N/A | N/A | N/A
79-90180 | SLIMLINE HIP ABDUC.PILLOW,UNIV | 13-2746-0-00000 | N/A | LBL-79-90180-PK | N/A | N/A | N/A | N/A | N/A | N/A | N/A | N/A | N/A | N/A | N/A
79-91000 | GAIT BELT,UNIVERSAL | 13-1426-0-00000 | N/A | LBL-79-91000-PK | N/A | N/A | N/A | 13-2562-0-02000 | 13-1855-0-00000 | 14-3348-0-02000 | 14-3349-0-00000 | N/A | N/A | N/A | N/A
79-91010 | HEAVY DUTY GAIT BELT | 13-4403 | N/A | LBL-79-91010-PK | N/A | N/A | N/A | 13-2562-0-02000 | N/A | N/A | N/A | N/A | N/A | N/A | N/A
79-91173 | QUICK-RELEASE ZIPPER BDYHLDR,S, 10/pk | 13-3374 | N/A | N/A | N/A | N/A | N/A | 13-2562-0-08000 | N/A | N/A | N/A | N/A | N/A | N/A | N/A
79-91175 | QUICK-RELEASE ZIPPER BDYHLDR, M, 10/pk | 13-3374 | N/A | N/A | N/A | N/A | N/A | 13-2562-0-14000 | N/A | N/A | N/A | N/A | N/A | N/A | N/A
79-91177 | QUICK-RELEASE ZIPPER BDYHLDR, L, 10/pk | 13-3374 | N/A | N/A | N/A | N/A | N/A | 13-2562-0-02000 | N/A | N/A | N/A | N/A | N/A | N/A | N/A
79-91178 | QUICK-RELEASE ZIPPER BDYHLDR, XL,8/pk | 13-3374 | N/A | LBL-79-91178-PK | N/A | N/A | N/A | 13-2562-0-11000 | N/A | N/A | N/A | N/A | N/A | N/A | N/A
79-91179 | QUICK-RELEASE ZIPPER BDYHLDR,XXL,8/pk | 13-3374 | N/A | N/A | N/A | N/A | N/A | 13-2562-0-17000 | N/A | N/A | N/A | N/A | N/A | N/A | N/A
79-91300 | SECURE-ALL BODY BELT, 12 PK | 13-9217 | N/A | LBL-79-91300-PK | LBL-79-91300-PK1 | N/A | N/A | 79-68029 | N/A | N/A | N/A | N/A | N/A | N/A | N/A
79-91643 | VEST BODYHOLDER, S, 10 PK | 13-9232 | N/A | LBL-79-91643-PK | LBL-79-91643-PK1 | N/A | N/A | 79-68029 | N/A | N/A | N/A | N/A | N/A | N/A | N/A
79-91645 | VEST BODYHOLDER, M, 10 PK | 13-9232 | N/A | LBL-79-91645-PK | LBL-79-91645-PK1 | N/A | N/A | 79-68029 | N/A | N/A | N/A | N/A | N/A | N/A | N/A
79-91647 | VEST BODYHOLDER, L, 10 PK | 13-9232 | N/A | LBL-79-91647-PK | LBL-79-91647-PK1 | N/A | N/A | 79-68029 | N/A | N/A | N/A | N/A | N/A | N/A | N/A
79-91648 | VEST BDYHLDR, XL, 8 PK | 13-9232 | N/A | LBL-79-91648-PK | LBL-79-91648-PK1 | N/A | N/A | 79-68029 | N/A | N/A | N/A | N/A | N/A | N/A | N/A
79-92149 | 5-PANEL BINDER 62-74 | 13-1361-0-00000 | N/A | LBL-79-92149-PK | N/A | N/A | N/A | 13-2562-0-02000 | N/A | N/A | N/A | N/A | N/A | N/A | N/A
79-99030 | BX/6,6"DELX RIB BELT,FEML,UNIV | 13-1361-0-00000 | N/A | LBL-79-99030-PK | N/A | N/A | N/A | 13-2562-0-02000 | 13-1855-0-00000 | 14-3348-0-02000 | 14-3349-0-00000 | 79-68029 | N/A | 13-1311-0-00000 | 79-69010
79-99040 | BX/6,6"DELX RIB BELT,MALE,UNIV | 13-1361-0-00000 | N/A | LBL-79-99040-PK | N/A | N/A | N/A | 13-2562-0-02000 | 13-1855-0-00000 | 14-3348-0-02000 | 14-3349-0-00000 | 79-68029 | N/A | 13-1311-0-00000 | 79-69010
79-99430 | 9" 3-PANEL BINDER,(30-45),6PK | 13-1361-0-00000 | N/A | LBL-79-99430-PK | N/A | N/A | N/A | 13-2562-0-02000 | 79-68029 | N/A | N/A | N/A | N/A | 79-70168 | 79-69015
79-99431 | 9" 3-PANEL BINDER,(45-62),6PK | 13-1361-0-00000 | N/A | LBL-79-99431-PK | N/A | N/A | N/A | 13-2562-0-02000 | 79-68029 | N/A | N/A | N/A | N/A | 79-70168 | 79-69015
79-99440 | 12" 4-PANEL BINDER,(30-45),6PK | 13-1361-0-00000 | N/A | LBL-79-99440-PK | N/A | N/A | N/A | 79-68029 | 13-2562-0-02000 | N/A | N/A | N/A | N/A | 79-69015 | 79-70168
79-99441 | 12" 4-PANEL BINDER,(45-62),6PK | 13-1361-0-00000 | N/A | LBL-79-99441-PK | N/A | N/A | N/A | 13-2562-0-02000 | 79-68029 | N/A | N/A | N/A | N/A | 79-70168 | 79-69015
81-89352 | COMFORTFORM BACK, XS | 13-2976-0-00000 | N/A | LBL-81-89352-PK | N/A | N/A | N/A | 13-3340 | LAB2329 | N/A | N/A | N/A | N/A | 13-2986 | N/A
81-89353 | COMFORTFORM BACK,S | 13-2976-0-00000 | N/A | LBL-81-89353-PK | N/A | N/A | N/A | 13-3340 | LAB2329 | N/A | N/A | N/A | N/A | 13-2986 | N/A
81-89355 | COMFORTFORM BACK,M | 13-2976-0-00000 | N/A | LBL-81-89355-PK | N/A | N/A | N/A | 13-3340 | LAB2329 | N/A | N/A | N/A | N/A | 13-2986 | N/A
81-89357 | COMFORTFORM BACK,L | 13-2976-0-00000 | N/A | LBL-81-89357-PK | N/A | N/A | N/A | 13-3340 | LAB2329 | N/A | N/A | N/A | N/A | 13-2986 | N/A
81-89358 | COMFORTFORM BACK,XL | 13-2976-0-00000 | N/A | LBL-81-89358-PK | N/A | N/A | N/A | 13-3340 | LAB2329 | N/A | N/A | N/A | N/A | 13-2986 | N/A
81-89359 | COMFORTFORM BACK,XXL | 13-2976-0-00000 | N/A | LBL-81-89359-PK | N/A | N/A | N/A | 13-3340 | LAB2329 | N/A | N/A | N/A | N/A | 13-2986 | N/A
81-89359-10 | COMFORTFORM BACK,XXXL | 13-2976-0-00000 | N/A | LBL-81-89359-10-PK | N/A | N/A | N/A | 13-3340 | LAB2329 | N/A | N/A | N/A | N/A | 13-2986 | N/A
81-97070 | ABDOMINAL BINDER,S/M | 13-3504 | N/A | LBL-81-97070-PK | N/A | N/A | N/A | 13-3340 | LAB2329 | 13-1857-2-00000 | 14-3348-0-02000 | 14-3349-0-00000 | N/A | 13-3464 | N/A
81-97071 | ABDOMINAL BINDER,L/XL | 13-3504 | N/A | LBL-81-97071-PK | N/A | N/A | N/A | 13-3340 | LAB2329 | 13-1857-4-00000 | 14-3348-0-02000 | 14-3349-0-00000 | N/A | 13-3464 | N/A
81-97100 | POSTURE CLAVICLE SUPPORT,UNIV | 13-3506 | N/A | LBL-81-97100-PK | N/A | N/A | N/A | 13-1855-0-00000 | 14-3348-0-02000 | 14-3349-0-00000 | 13-3340 | LAB2329 | N/A | 13-3466 | N/A
81-97150 | ELASTIC RIB BELT,UNIV | 13-3511 | N/A | LBL-81-97150-PK | N/A | N/A | N/A | 13-3340 | LAB2329 | 13-4198-0-00000 | 14-3348-0-02000 | 14-3349-0-00000 | N/A | 13-3471 | N/A
81-97400 | CERVICAL COLLAR,UNIVERSAL | 13-3516 | N/A | LBL-81-97400-PK | N/A | N/A | N/A | 13-3340 | LAB2329 | 13-1855-0-00000 | 14-3348-0-02000 | 14-3349-0-00000 | N/A | 13-3476 | N/A
81-97903 | HERNIA BELT, S | 13-6323 | N/A | LBL-81-97903-PK | N/A | N/A | N/A | 13-3340 | LAB2329 | N/A | N/A | N/A | N/A | N/A | N/A
81-97905 | HERNIA BELT, M | 13-6323 | N/A | LBL-81-97905-PK | N/A | N/A | N/A | 13-3340 | LAB2329 | N/A | N/A | N/A | N/A | N/A | N/A
81-97907 | HERNIA BELT, L | 13-6323 | N/A | LBL-81-97907-PK | N/A | N/A | N/A | 13-3340 | LAB2329 | N/A | N/A | N/A | N/A | N/A | N/A
81-97908 | HERNIA BELT, XL | 13-6323 | N/A | LBL-81-97908-PK | N/A | N/A | N/A | 13-3340 | LAB2329 | N/A | N/A | N/A | N/A | N/A | N/A
82-0026-1 | ERNISTRAP SIZE S | 13-00165 | N/A | LBL-82-0026-1-PK-FR | N/A | N/A | N/A | N/A | N/A | N/A | N/A | N/A | N/A | 13-00164 | N/A
82-0026-2 | ERNISTRAP SIZE M | 13-00165 | N/A | N/A | N/A | N/A | N/A | N/A | N/A | N/A | N/A | N/A | N/A | 13-00164 | N/A
82-0026-3 | ERNISTRAP SIZE L | 13-00165 | N/A | LBL-82-0026-3-PK-FR | N/A | N/A | N/A | N/A | N/A | N/A | N/A | N/A | N/A | 13-00164 | N/A
82-0037-1 | LOMBOSTRAP H26CM SIZE S | 13-00163 | N/A | LBL-82-0037-1-PK-FR | N/A | N/A | N/A | N/A | N/A | N/A | N/A | N/A | N/A | 13-00162 | N/A
82-0037-2 | LOMBOSTRAP H26CM SIZE M | 13-00163 | N/A | LBL-82-0037-2-PK-FR | N/A | N/A | N/A | N/A | N/A | N/A | N/A | N/A | N/A | 13-00162 | N/A
82-0037-3 | LOMBOSTRAP H26CM SIZE L | 13-00163 | N/A | LBL-82-0037-3-PK-FR | N/A | N/A | N/A | N/A | N/A | N/A | N/A | N/A | N/A | 13-00162 | N/A
82-0038-1 | LOMBOSTRAP H21CM SIZE S | 13-00163 | N/A | LBL-82-0038-1-PK-FR | N/A | N/A | N/A | N/A | N/A | N/A | N/A | N/A | N/A | 13-00162 | N/A
82-0038-2 | LOMBOSTRAP H21CM SIZE M | 13-00163 | N/A | LBL-82-0038-2-PK-FR | N/A | N/A | N/A | N/A | N/A | N/A | N/A | N/A | N/A | 13-00162 | N/A
82-0038-3 | LOMBOSTRAP H21CM SIZE L | 13-00163 | N/A | LBL-82-0038-3-PK-FR | N/A | N/A | N/A | N/A | N/A | N/A | N/A | N/A | N/A | 13-00162 | N/A
82-0216-1 | LUMBOFORCE BACK BRACE CAT 1 - H 23 - SIZE XS | 13-6853 | N/A | N/A | N/A | N/A | N/A | RUB_ADH_DF_20_TRANSP | 14-9977 | 12-8705 | 13-3627 | 13-5627 | N/A | N/A | N/A
82-0216-2 | LUMBOFORCE BACK BRACE CAT 1 - H 23 - SIZE S | 13-6853 | N/A | N/A | N/A | N/A | N/A | RUB_ADH_DF_20_TRANSP | 14-9977 | 12-8705 | 13-3627 | 13-5627 | N/A | N/A | N/A
82-0216-3 | LUMBOFORCE BACK BRACE CAT 1 - H 23 - SIZE M | 13-6853 | N/A | N/A | N/A | N/A | N/A | RUB_ADH_DF_20_TRANSP | 14-9977 | 12-8705 | 13-3627 | 13-5627 | N/A | N/A | N/A
82-0216-4 | LUMBOFORCE BACK BRACE CAT 1 - H 23 - SIZE L | 13-6853 | N/A | N/A | N/A | N/A | N/A | RUB_ADH_DF_20_TRANSP | 14-9977 | 12-8705 | 13-3627 | 13-5627 | N/A | N/A | N/A
82-0216-5 | LUMBOFORCE BACK BRACE CAT 1 - H 23 - SIZE XL | 13-6853 | N/A | N/A | N/A | N/A | N/A | RUB_ADH_DF_20_TRANSP | 14-9977 | 12-8705 | 13-3627 | 13-5627 | N/A | N/A | N/A
82-0216-6 | LUMBOFORCE BACK BRACE CAT 1 - H 23 - SIZE XXL | 13-6853 | N/A | N/A | N/A | N/A | N/A | RUB_ADH_DF_20_TRANSP | 14-9977 | 12-8705 | 13-3627 | 13-5627 | N/A | N/A | N/A
82-0216-7 | LUMBOFORCE BACK BRACE CAT 1 - H 23 - SIZE XXXL | 13-6853 | N/A | N/A | N/A | N/A | N/A | RUB_ADH_DF_20_TRANSP | 14-9977 | 12-8705 | 13-3627 | 13-5627 | N/A | N/A | N/A
82-0218-1 | LUMBOFORCE BACK BRACE CAT 2 - H 26 - SIZE XS | 13-6854 | N/A | N/A | N/A | N/A | N/A | RUB_ADH_DF_20_TRANSP | 14-9977 | 12-8705 | 13-3627 | 13-5627 | 13-4633 | N/A | N/A
82-0218-2 | LUMBOFORCE BACK BRACE CAT 2 - H 26 - SIZE S | 13-6854 | N/A | N/A | N/A | N/A | N/A | RUB_ADH_DF_20_TRANSP | 14-9977 | 12-8705 | 13-3627 | 13-5627 | 13-4633 | N/A | N/A
82-0218-3 | LUMBOFORCE BACK BRACE CAT 2 - H 26 - SIZE M | 13-6854 | N/A | N/A | N/A | N/A | N/A | RUB_ADH_DF_20_TRANSP | 14-9977 | 12-8705 | 13-3627 | 13-5627 | 13-4633 | N/A | N/A
82-0218-4 | LUMBOFORCE BACK BRACE CAT 2 - H 26 - SIZE L | 13-6854 | N/A | N/A | N/A | N/A | N/A | RUB_ADH_DF_20_TRANSP | 14-9977 | 12-8705 | 13-3627 | 13-5627 | 13-4633 | N/A | N/A
82-0218-5 | LUMBOFORCE BACK BRACE CAT 2 - H 26 - SIZE XL | 13-6854 | N/A | N/A | N/A | N/A | N/A | RUB_ADH_DF_20_TRANSP | 14-9977 | 12-8705 | 13-3627 | 13-5627 | 13-4633 | N/A | N/A
82-0218-6 | LUMBOFORCE BACK BRACE CAT 2 - H 26 - SIZE XXL | 13-6854 | N/A | N/A | N/A | N/A | N/A | RUB_ADH_DF_20_TRANSP | 14-9977 | 12-8705 | 13-3627 | 13-5627 | 13-4633 | N/A | N/A
82-0218-7 | LUMBOFORCE BACK BRACE CAT 2 - H 26 - SIZE XXXL | 13-6854 | N/A | N/A | N/A | N/A | N/A | RUB_ADH_DF_20_TRANSP | 14-9977 | 13-4633 | 12-8705 | 13-3627 | 13-5627 | N/A | N/A
82-0219-1 | LUMBOFORCE BACK BRACE CAT 3 - H 26 - SIZE XS | 13-6855 | N/A | N/A | N/A | N/A | N/A | RUB_ADH_DF_20_TRANSP | 14-9977 | 12-8705 | 13-3627 | 13-5627 | 13-4633 | N/A | N/A
82-0219-2 | LUMBOFORCE BACK BRACE CAT 3 - H 26 - SIZE S | 13-6855 | N/A | N/A | N/A | N/A | N/A | RUB_ADH_DF_20_TRANSP | 14-9977 | 12-8705 | 13-3627 | 13-5627 | 13-4633 | N/A | N/A
82-0219-3 | LUMBOFORCE BACK BRACE CAT 3 - H 26 - SIZE M | 13-6855 | N/A | N/A | N/A | N/A | N/A | RUB_ADH_DF_20_TRANSP | 14-9977 | 12-8705 | 13-3627 | 13-5627 | 13-4633 | N/A | N/A
82-0219-4 | LUMBOFORCE BACK BRACE CAT 3 - H 26 - SIZE L | 13-6855 | N/A | N/A | N/A | N/A | N/A | RUB_ADH_DF_20_TRANSP | 14-9977 | 12-8705 | 13-3627 | 13-5627 | 13-4633 | N/A | N/A
82-0219-5 | LUMBOFORCE BACK BRACE CAT 3 - H 26 - SIZE XL | 13-6855 | N/A | N/A | N/A | N/A | N/A | RUB_ADH_DF_20_TRANSP | 14-9977 | 12-8705 | 13-3627 | 13-5627 | 13-4633 | N/A | N/A
82-0219-6 | LUMBOFORCE BACK BRACE CAT 3 - H 26 - SIZE XXL | 13-6855 | N/A | N/A | N/A | N/A | N/A | RUB_ADH_DF_20_TRANSP | 14-9977 | 12-8705 | 13-3627 | 13-5627 | 13-4633 | N/A | N/A
82-0220-3 | LUMBOFORCE BACK BRACE CAT 3 - H 32 - SIZE M | 13-6855 | N/A | N/A | N/A | N/A | N/A | RUB_ADH_DF_20_TRANSP | 14-9977 | 12-8705 | 13-3627 | 13-5627 | 13-4633 | N/A | N/A
82-0220-4 | LUMBOFORCE BACK BRACE CAT 3 - H 32 - SIZE L | 13-6855 | N/A | N/A | N/A | N/A | N/A | RUB_ADH_DF_20_TRANSP | 14-9977 | 12-8705 | 13-3627 | 13-5627 | 13-4633 | N/A | N/A
82-0220-5 | LUMBOFORCE BACK BRACE CAT 3 - H 32 - SIZE XL | 13-6855 | N/A | N/A | N/A | N/A | N/A | RUB_ADH_DF_20_TRANSP | 14-9977 | 12-8705 | 13-3627 | 13-5627 | 13-4633 | N/A | N/A
82-0220-6 | LUMBOFORCE BACK BRACE CAT 3 - H 32 - SIZE XXL | 13-6855 | N/A | N/A | N/A | N/A | N/A | RUB_ADH_DF_20_TRANSP | 14-9977 | 12-8705 | 13-3627 | 13-5627 | 13-4633 | N/A | N/A
82-0220-7 | LUMBOFORCE BACK BRACE CAT 3 - H 32 - SIZE XXXL | 13-6855 | N/A | N/A | N/A | N/A | N/A | RUB_ADH_DF_20_TRANSP | 14-9977 | 12-8705 | 13-3627 | 13-5627 | 13-4633 | N/A | N/A
82-0221-1 | LUMBOFORCE BACK BRACE CAT 4 - H 26 - SIZE XS | 13-6856 | N/A | N/A | N/A | RUB_ADH_DF_20_TRANSP | 14-9977 | 12-8705 | 13-3627 | 13-5627 | 13-4633 | N/A | N/A | N/A | N/A
82-0221-2 | LUMBOFORCE BACK BRACE CAT 4 - H 26 - SIZE S | 13-6856 | N/A | N/A | N/A | RUB_ADH_DF_20_TRANSP | 14-9977 | 12-8705 | 13-3627 | 13-5627 | 13-4633 | N/A | N/A | N/A | N/A
82-0221-3 | LUMBOFORCE BACK BRACE CAT 4 - H 26 - SIZE M | 13-6856 | N/A | N/A | N/A | RUB_ADH_DF_20_TRANSP | 14-9977 | 12-8705 | 13-3627 | 13-5627 | 13-4633 | N/A | N/A | N/A | N/A
82-0221-4 | LUMBOFORCE BACK BRACE CAT 4 - H 26 - SIZE L | 13-6856 | N/A | N/A | N/A | RUB_ADH_DF_20_TRANSP | 14-9977 | 12-8705 | 13-3627 | 13-5627 | 13-4633 | N/A | N/A | N/A | N/A
82-0221-5 | LUMBOFORCE BACK BRACE CAT 4 - H 26 - SIZE XL | 13-6856 | N/A | N/A | N/A | RUB_ADH_DF_20_TRANSP | 14-9977 | 12-8705 | 13-3627 | 13-5627 | 13-4633 | N/A | N/A | N/A | N/A
82-0221-6 | LUMBOFORCE BACK BRACE CAT 4 - H 26 - SIZE XXL | 13-6856 | N/A | N/A | N/A | RUB_ADH_DF_20_TRANSP | 14-9977 | 12-8705 | 13-3627 | 13-5627 | 13-4633 | N/A | N/A | N/A | N/A
82-0222-3 | LUMBOFORCE BACK BRACE CAT 4 - H 32 - SIZE M | 13-6856 | N/A | N/A | N/A | RUB_ADH_DF_20_TRANSP | 14-9977 | 12-8705 | 13-3627 | 13-5627 | 13-4633 | N/A | N/A | N/A | N/A
82-0222-4 | LUMBOFORCE BACK BRACE CAT 4 - H 32 - SIZE L | 13-6856 | N/A | N/A | N/A | RUB_ADH_DF_20_TRANSP | 14-9977 | 12-8705 | 13-3627 | 13-5627 | 13-4633 | N/A | N/A | N/A | N/A
82-0222-5 | LUMBOFORCE BACK BRACE CAT 4 - H 32 - SIZE XL | 13-6856 | N/A | N/A | N/A | RUB_ADH_DF_20_TRANSP | 14-9977 | 12-8705 | 13-3627 | 13-5627 | 13-4633 | N/A | N/A | N/A | N/A
82-0222-6 | LUMBOFORCE BACK BRACE CAT 4 - H 32 - SIZE XXL | 13-6856 | N/A | N/A | N/A | RUB_ADH_DF_20_TRANSP | 14-9977 | 12-8705 | 13-3627 | 13-5627 | 13-4633 | N/A | N/A | N/A | N/A
82-0222-7 | LUMBOFORCE BACK BRACE CAT 4 - H 32 - SIZE XXXL | 13-6856 | N/A | N/A | N/A | RUB_ADH_DF_20_TRANSP | 14-9977 | 12-8705 | 13-3627 | 13-5627 | 13-4633 | N/A | N/A | N/A | N/A
82-0223-1 | LUMBOFORCE BACK BRACE CAT 5 - H 26 - SIZE XS | 13-6857 | N/A | N/A | N/A | RUB_ADH_DF_20_TRANSP | 14-9977 | 12-8705 | 13-3627 | 13-5627 | 13-4633 | N/A | N/A | N/A | N/A
82-0223-2 | LUMBOFORCE BACK BRACE CAT 5 - H 26 - SIZE S | 13-6857 | N/A | N/A | N/A | RUB_ADH_DF_20_TRANSP | 14-9977 | 12-8705 | 13-3627 | 13-5627 | 13-4633 | N/A | N/A | N/A | N/A
82-0223-3 | LUMBOFORCE BACK BRACE CAT 5 - H 26 - SIZE M | 13-6857 | N/A | N/A | N/A | RUB_ADH_DF_20_TRANSP | 14-9977 | 12-8705 | 13-3627 | 13-5627 | 13-4633 | N/A | N/A | N/A | N/A
82-0223-4 | LUMBOFORCE BACK BRACE CAT 5 - H 26 - SIZE L | 13-6857 | N/A | N/A | N/A | RUB_ADH_DF_20_TRANSP | 14-9977 | 12-8705 | 13-3627 | 13-5627 | 13-4633 | N/A | N/A | N/A | N/A
82-0223-5 | LUMBOFORCE BACK BRACE CAT 5 - H 26 - SIZE XL | 13-6857 | N/A | N/A | N/A | RUB_ADH_DF_20_TRANSP | 14-9977 | 12-8705 | 13-3627 | 13-5627 | 13-4633 | N/A | N/A | N/A | N/A
82-0223-6 | LUMBOFORCE BACK BRACE CAT 5 - H 26 - SIZE XXL | 13-6857 | N/A | N/A | N/A | RUB_ADH_DF_20_TRANSP | 14-9977 | 12-8705 | 13-3627 | 13-5627 | 13-4633 | N/A | N/A | N/A | N/A
82-0224-3 | LUMBOFORCE BACK BRACE CAT 5 - H 32 - SIZE M | 13-6857 | N/A | N/A | N/A | RUB_ADH_DF_20_TRANSP | 14-9977 | 12-8705 | 13-3627 | 13-5627 | 13-4633 | N/A | N/A | N/A | N/A
82-0224-4 | LUMBOFORCE BACK BRACE CAT 5 - H 32 - SIZE L | 13-6857 | N/A | N/A | N/A | RUB_ADH_DF_20_TRANSP | 14-9977 | 12-8705 | 13-3627 | 13-5627 | 13-4633 | N/A | N/A | N/A | N/A
82-0224-5 | LUMBOFORCE BACK BRACE CAT 5 - H 32 - SIZE XL | 13-6857 | N/A | N/A | N/A | RUB_ADH_DF_20_TRANSP | 14-9977 | 12-8705 | 13-3627 | 13-5627 | 13-4633 | N/A | N/A | N/A | N/A
82-0224-6 | LUMBOFORCE BACK BRACE CAT 5 - H 32 - SIZE XXL | 13-6857 | N/A | N/A | N/A | RUB_ADH_DF_20_TRANSP | 14-9977 | 12-8705 | 13-3627 | 13-5627 | 13-4633 | N/A | N/A | N/A | N/A
82-0224-7 | LUMBOFORCE BACK BRACE CAT 5 - H 32 - SIZE XXXL | 13-6857 | N/A | N/A | N/A | RUB_ADH_DF_20_TRANSP | 14-9977 | 12-8705 | 13-3627 | 13-5627 | 13-4633 | N/A | N/A | N/A | N/A
82-0227-1 | POROSTRAP LUMBAR SUPPORT 21 CM SIZE XS | 13-8568 | N/A | N/A | N/A | 13-4596 | RUB_ADH_DF_20_TRANSP | 12-8702 | 13-3627 | 13-5627 | 12-8705 | N/A | N/A | 13-8567 | N/A
82-0227-2 | POROSTRAP LUMBAR SUPPORT 21 CM SIZE S | 13-8568 | N/A | LBL-82-0227-2-PK | N/A | 13-4596 | RUB_ADH_DF_20_TRANSP | 12-8702 | 13-3627 | 13-5627 | 12-8705 | N/A | N/A | 13-8567 | N/A
82-0227-3 | POROSTRAP LUMBAR SUPPORT 21 CM SIZE M | 13-8568 | N/A | LBL-82-0227-3-PK | N/A | 13-4596 | RUB_ADH_DF_20_TRANSP | 12-8702 | 13-3627 | 13-5627 | 12-8705 | N/A | N/A | 13-8567 | N/A
82-0227-4 | POROSTRAP LUMBAR SUPPORT 21 CM SIZE L | 13-8568 | N/A | LBL-82-0227-4-PK | N/A | 13-4596 | RUB_ADH_DF_20_TRANSP | 12-8702 | 13-3627 | 13-5627 | 12-8705 | N/A | N/A | 13-8567 | N/A
82-0227-5 | POROSTRAP LUMBAR SUPPORT 21 CM SIZE XL | 13-8568 | N/A | LBL-82-0227-5-PK | N/A | 13-4596 | RUB_ADH_DF_20_TRANSP | 12-8702 | 13-3627 | 13-5627 | 12-8705 | N/A | N/A | 13-8567 | N/A
82-0228-1 | POROSTRAP LUMBAR SUPPORT 26 CM SIZE XS | 13-8568 | N/A | N/A | N/A | 13-4596 | RUB_ADH_DF_20_TRANSP | 12-8702 | 13-3627 | 13-5627 | 12-8705 | N/A | N/A | 13-8567 | N/A
82-0228-2 | POROSTRAP LUMBAR SUPPORT 26 CM SIZE S | 13-8568 | N/A | LBL-82-0228-2-PK | N/A | 13-4596 | RUB_ADH_DF_20_TRANSP | 12-8702 | 13-3627 | 13-5627 | 12-8705 | N/A | N/A | 13-8567 | N/A
82-0228-3 | POROSTRAP LUMBAR SUPPORT 26 CM SIZE M | 13-8568 | N/A | LBL-82-0228-3-PK | N/A | 13-4596 | RUB_ADH_DF_20_TRANSP | 12-8702 | 13-3627 | 13-5627 | 12-8705 | N/A | N/A | 13-8567 | N/A
82-0228-4 | POROSTRAP LUMBAR SUPPORT 26 CM SIZE L | 13-8568 | N/A | LBL-82-0228-4-PK | N/A | 13-4596 | RUB_ADH_DF_20_TRANSP | 12-8702 | 13-3627 | 13-5627 | 12-8705 | N/A | N/A | 13-8567 | N/A
82-0228-5 | POROSTRAP LUMBAR SUPPORT 26 CM SIZE XL | 13-8568 | N/A | LBL-82-0228-5-PK | N/A | 13-4596 | RUB_ADH_DF_20_TRANSP | 12-8702 | 13-3627 | 13-5627 | 12-8705 | N/A | N/A | 13-8567 | N/A
82-0229-1 | IMMOSTRAP H. 26 CM TAILLE XS | 13-8570 | N/A | N/A | N/A | RUB_ADH_DF_20_TRANSP | 13-4633 | 13-4596 | 12-8702 | 13-3627 | 13-5627 | 12-8705 | N/A | 13-8569 | N/A
82-0229-2 | IMMOSTRAP H. 26 CM TAILLE S | 13-8570 | N/A | LBL-82-0229-2-PK | N/A | RUB_ADH_DF_20_TRANSP | 13-4633 | 13-4596 | 12-8702 | 13-3627 | 13-5627 | 12-8705 | N/A | 13-8569 | N/A
82-0229-3 | IMMOSTRAP H. 26 CM TAILLE M | 13-8570 | N/A | LBL-82-0229-3-PK | N/A | RUB_ADH_DF_20_TRANSP | 13-4596 | 13-4633 | 12-8702 | 13-3627 | 13-5627 | 12-8705 | N/A | 13-8569 | N/A
82-0229-4 | IMMOSTRAP H. 26 CM TAILLE L | 13-8570 | N/A | LBL-82-0229-4-PK | N/A | RUB_ADH_DF_20_TRANSP | 13-4633 | 13-4596 | 12-8702 | 13-3627 | 13-5627 | 12-8705 | N/A | 13-8569 | N/A
82-0229-5 | IMMOSTRAP H. 26 CM TAILLE XL | 13-8570 | N/A | LBL-82-0229-5-PK | N/A | RUB_ADH_DF_20_TRANSP | 13-4633 | 13-4596 | 12-8702 | 13-3627 | 13-5627 | 12-8705 | N/A | 13-8569 | N/A
82-0230-1 | ACTISTRAP H. 21 CM TAILLE XS | 13-8592 | N/A | N/A | N/A | RUB_ADH_DF_20_TRANSP | 13-4596 | 12-8702 | 13-3627 | 13-5627 | 12-8705 | N/A | N/A | 13-8571 | N/A
82-0230-2 | ACTISTRAP H. 21 CM TAILLE S | 13-8592 | N/A | N/A | N/A | RUB_ADH_DF_20_TRANSP | 13-4596 | 12-8702 | 13-3627 | 13-5627 | 12-8705 | N/A | N/A | 13-8571 | N/A
82-0230-3 | ACTISTRAP H. 21 CM TAILLE M | 13-8592 | N/A | LBL-82-0230-3-PK | N/A | RUB_ADH_DF_20_TRANSP | 13-4596 | 12-8702 | 13-3627 | 13-5627 | 12-8705 | N/A | N/A | 13-8571 | N/A
82-0230-4 | ACTISTRAP H. 21 CM TAILLE L | 13-8592 | N/A | LBL-82-0230-4-PK | N/A | RUB_ADH_DF_20_TRANSP | 13-4596 | 12-8702 | 13-3627 | 13-5627 | 12-8705 | N/A | N/A | 13-8571 | N/A
82-0230-5 | ACTISTRAP H. 21 CM TAILLE XL | 13-8592 | N/A | N/A | N/A | RUB_ADH_DF_20_TRANSP | 13-4596 | 12-8702 | 13-3627 | 13-5627 | 12-8705 | N/A | N/A | 13-8571 | N/A
82-0231-1 | ACTISTRAP H. 26 CM TAILLE XS | 13-8592 | N/A | N/A | N/A | RUB_ADH_DF_20_TRANSP | 13-4596 | 12-8702 | 13-3627 | 13-5627 | 12-8705 | N/A | N/A | 13-8571 | N/A
82-0231-2 | ACTISTRAP H. 26 CM TAILLE S | 13-8592 | N/A | LBL-82-0231-2-PK | N/A | RUB_ADH_DF_20_TRANSP | 13-4596 | 12-8702 | 13-3627 | 13-5627 | 12-8705 | N/A | N/A | 13-8571 | N/A
82-0231-3 | ACTISTRAP H. 26 CM TAILLE M | 13-8592 | N/A | LBL-82-0231-3-PK | N/A | RUB_ADH_DF_20_TRANSP | 13-4596 | 12-8702 | 13-3627 | 13-5627 | 12-8705 | N/A | N/A | 13-8571 | N/A
82-0231-4 | ACTISTRAP H. 26 CM TAILLE L | 13-8592 | N/A | LBL-82-0231-4-PK | N/A | RUB_ADH_DF_20_TRANSP | 13-4596 | 12-8702 | 13-3627 | 13-5627 | 12-8705 | N/A | N/A | 13-8571 | N/A
82-0231-5 | ACTISTRAP H. 26 CM TAILLE XL | 13-8592 | N/A | LBL-82-0231-5-PK | N/A | RUB_ADH_DF_20_TRANSP | 13-4596 | 12-8702 | 13-3627 | 13-5627 | 12-8705 | N/A | N/A | 13-8571 | N/A
82-0231-6 | ACTISTRAP LUMBAR SUPPORT 26CM SIZE XXL | 13-8592 | N/A | N/A | N/A | 13-4596 | 12-8702 | 13-3627 | 13-5627 | 12-8705 | RUB_ADH_DF_20_TRANSP | N/A | N/A | 13-8571 | N/A
82-0232-1 | ACTISTRAP LUMBAR SUPPORT 26CM SIZE XS + SILICONE INSERT | 13-8592 | N/A | N/A | N/A | 13-4596 | 12-8702 | 13-3627 | 13-5627 | 12-8705 | RUB_ADH_DF_20_TRANSP | 14-0575 | N/A | 13-00030 | N/A
82-0232-2 | ACTISTRAP LUMBAR SUPPORT 26CM SIZE S + SILICONE INSERT | 13-8592 | N/A | N/A | N/A | 13-4596 | 12-8702 | 13-3627 | 13-5627 | 12-8705 | RUB_ADH_DF_20_TRANSP | 14-0575 | N/A | 13-00030 | N/A
82-0232-3 | ACTISTRAP LUMBAR SUPPORT 26CM SIZE M + SILICONE INSERT | 13-8592 | N/A | N/A | N/A | 13-4596 | 12-8702 | 13-3627 | 13-5627 | 12-8705 | RUB_ADH_DF_20_TRANSP | 14-0575 | N/A | 13-00030 | N/A
82-0232-4 | ACTISTRAP LUMBAR SUPPORT 26CM SIZE L + SILICONE INSERT | 13-8592 | N/A | N/A | N/A | 13-4596 | 12-8702 | 13-3627 | 13-5627 | 12-8705 | RUB_ADH_DF_20_TRANSP | 14-0575 | N/A | 13-00030 | N/A
82-0232-5 | ACTISTRAP LUMBAR SUPPORT 26CM SIZE XL + SILICONE INSERT | 13-8592 | N/A | N/A | N/A | 12-8702 | 13-3627 | 13-5627 | 12-8705 | RUB_ADH_DF_20_TRANSP | 13-4596 | N/A | N/A | 13-00030 | N/A
82-0233-1 | CONFORSTRAP LUMBAR SUPPORT 21CM FEMALE XS | 13-8566 | N/A | N/A | N/A | 13-4596 | RUB_ADH_DF_20_TRANSP | 12-8702 | 13-3627 | 13-5627 | 12-8705 | N/A | N/A | 13-8565 | N/A
82-0233-2 | CONFORSTRAP LUMBAR SUPPORT 21CM FEMALE S | 13-8566 | N/A | N/A | N/A | RUB_ADH_DF_20_TRANSP | 13-4596 | 12-8702 | 13-3627 | 13-5627 | 12-8705 | N/A | N/A | 13-8565 | N/A
82-0233-3 | CONFORSTRAP LUMBAR SUPPORT 21CM FEMALE M | 13-8566 | N/A | N/A | N/A | RUB_ADH_DF_20_TRANSP | 13-4596 | 12-8702 | 13-3627 | 13-5627 | 12-8705 | N/A | N/A | 13-8565 | N/A
82-0233-4 | CONFORSTRAP LUMBAR SUPPORT 21CM FEMALE L | 13-8566 | N/A | N/A | N/A | 13-4596 | RUB_ADH_DF_20_TRANSP | 12-8702 | 13-3627 | 13-5627 | 12-8705 | N/A | N/A | 13-8565 | N/A
82-0233-5 | CONFORSTRAP LUMBAR SUPPORT 21CM FEMALE XL | 13-8566 | N/A | N/A | N/A | RUB_ADH_DF_20_TRANSP | 13-4596 | 12-8702 | 13-3627 | 13-5627 | 12-8705 | N/A | N/A | 13-8565 | N/A
82-0234-1 | CONFORSTRAP LUMBAR SUPPORT 26CM MALE XS | 13-8566 | N/A | N/A | N/A | 13-4596 | RUB_ADH_DF_20_TRANSP | 12-8702 | 13-3627 | 13-5627 | 12-8705 | N/A | N/A | 13-8564 | N/A
82-0234-2 | CONFORSTRAP LUMBAR SUPPORT 26CM MALE S | 13-8566 | N/A | N/A | N/A | 13-4596 | RUB_ADH_DF_20_TRANSP | 12-8702 | 13-3627 | 13-5627 | 12-8705 | N/A | N/A | 13-8564 | N/A
82-0234-3 | CONFORSTRAP LUMBAR SUPPORT 26CM MALE M | 13-8566 | N/A | N/A | N/A | 13-4596 | RUB_ADH_DF_20_TRANSP | 12-8702 | 13-3627 | 13-5627 | 12-8705 | N/A | N/A | 13-8564 | N/A
82-0234-4 | CONFORSTRAP LUMBAR SUPPORT 26CM MALE L | 13-8566 | N/A | N/A | N/A | RUB_ADH_DF_20_TRANSP | 13-4596 | 12-8702 | 13-3627 | 13-5627 | 12-8705 | N/A | N/A | 13-8564 | N/A
82-0234-5 | CONFORSTRAP LUMBAR SUPPORT 26CM MALE XL | 13-8566 | N/A | N/A | N/A | RUB_ADH_DF_20_TRANSP | 13-4596 | 12-8702 | 13-3627 | 13-5627 | 12-8705 | N/A | N/A | 13-8564 | N/A
82-0236-1 | AIRSTRAP LUMBAR SUPPORT 26 CM SIZE XS | 13-8579 | N/A | N/A | N/A | 13-4596 | 12-8702 | 13-3627 | 13-5627 | 12-8705 | RUB_ADH_DF_20_TRANSP | 14-0296 | N/A | 13-8577 | N/A
82-0236-2 | AIRSTRAP LUMBAR SUPPORT 26 CM SIZE S | 13-8579 | N/A | N/A | N/A | 13-4596 | 12-8702 | 13-3627 | 13-5627 | 12-8705 | RUB_ADH_DF_20_TRANSP | 14-0296 | N/A | 13-8577 | N/A
82-0236-3 | AIRSTRAP LUMBAR SUPPORT 26 CM SIZE M | 13-8579 | N/A | LBL-82-0236-3-PK | N/A | 13-4596 | 12-8702 | 13-3627 | 13-5627 | 12-8705 | RUB_ADH_DF_20_TRANSP | 14-0296 | N/A | 13-8577 | N/A
82-0236-4 | AIRSTRAP LUMBAR SUPPORT 26 CM SIZE L | 13-8579 | N/A | LBL-82-0236-4-PK | N/A | 13-4596 | 12-8702 | 13-3627 | 13-5627 | 12-8705 | RUB_ADH_DF_20_TRANSP | 14-0296 | N/A | 13-8577 | N/A
82-0236-5 | AIRSTRAP LUMBAR SUPPORT 26 CM SIZE XL | 13-8579 | N/A | N/A | N/A | 13-4596 | 12-8702 | 13-3627 | 13-5627 | 12-8705 | RUB_ADH_DF_20_TRANSP | 14-0296 | N/A | 13-8577 | N/A
82-0237-1 | CONFORSTRAP LUMBAR SUPPORT 26CM XS + BACK PELOTTE | 13-00032 | N/A | N/A | N/A | RUB_ADH_DF_20_TRANSP | 13-4596 | 12-8702 | 13-3627 | 13-5627 | 12-8705 | N/A | N/A | 13-00031 | N/A
82-0237-2 | CONFORSTRAP LUMBAR SUPPORT 26CM S+ BACK PELOTTE | 13-00032 | N/A | N/A | N/A | 13-4596 | RUB_ADH_DF_20_TRANSP | 12-8702 | 13-3627 | 13-5627 | 12-8705 | N/A | N/A | 13-00031 | N/A
82-0237-3 | CONFORSTRAP LUMBAR SUPPORT 26CM M + BACK PELOTTE | 13-00032 | N/A | N/A | N/A | 13-4596 | RUB_ADH_DF_20_TRANSP | 12-8702 | 13-3627 | 13-5627 | 12-8705 | N/A | N/A | 13-00031 | N/A
82-0237-4 | CONFORSTRAP LUMBAR SUPPORT 26CM L + BACK PELOTTE | 13-00032 | N/A | N/A | N/A | 13-4596 | RUB_ADH_DF_20_TRANSP | 12-8702 | 13-3627 | 13-5627 | 12-8705 | N/A | N/A | 13-00031 | N/A
82-0237-5 | CONFORSTRAP LUMBAR SUPPORT 26CM XL + BACK PELOTTE | 13-00032 | N/A | N/A | N/A | RUB_ADH_DF_20_TRANSP | 13-4596 | 12-8702 | 13-3627 | 13-5627 | 12-8705 | N/A | N/A | 13-00031 | N/A
82-0238-1 | CONFORSTRAP LUMBAR SUPPORT 21CM XS + BACK PELOTTE | 13-00032 | N/A | N/A | N/A | RUB_ADH_DF_20_TRANSP | 13-4596 | 12-8702 | 13-3627 | 13-5627 | 12-8705 | N/A | N/A | 13-00031 | N/A
82-0238-2 | CONFORSTRAP LUMBAR SUPPORT 21CM S + BACK PELOTTE | 13-00032 | N/A | N/A | N/A | RUB_ADH_DF_20_TRANSP | 13-4596 | 12-8705 | 12-8702 | 13-3627 | 13-5627 | N/A | N/A | 13-00031 | N/A
82-0238-3 | CONFORSTRAP LUMBAR SUPPORT 21CM M + BACK PELOTTE | 13-00032 | N/A | N/A | N/A | RUB_ADH_DF_20_TRANSP | 13-4596 | 12-8705 | 12-8702 | 13-3627 | 13-5627 | N/A | N/A | 13-00031 | N/A
82-0238-4 | CONFORSTRAP LUMBAR SUPPORT 21CM L + BACK PELOTTE | 13-00032 | N/A | N/A | N/A | RUB_ADH_DF_20_TRANSP | 13-4596 | 12-8705 | 12-8702 | 13-3627 | 13-5627 | N/A | N/A | 13-00031 | N/A
82-0238-5 | CONFORSTRAP LUMBAR SUPPORT 21CM XL + BACK PELOTTE | 13-00032 | N/A | N/A | N/A | RUB_ADH_DF_20_TRANSP | 13-4596 | 12-8705 | 12-8702 | 13-3627 | 13-5627 | N/A | N/A | 13-00031 | N/A
82-0243-2 | DUOSTRAP LUMBAR & ABDOMINAL SUPPORT 26CM SIZE S | 13-8576 | N/A | N/A | N/A | 12-8705 | 13-3627 | 13-5627 | 13-4257 | RUB_ADH_DF_20_TRANSP | 12-8702 | N/A | N/A | 13-8575 | N/A
82-0243-3 | DUOSTRAP LUMBAR & ABDOMINAL SUPPORT 26CM SIZE M | 13-8576 | N/A | N/A | N/A | 12-8702 | 13-3627 | 13-5627 | 12-8705 | 13-4257 | RUB_ADH_DF_20_TRANSP | N/A | N/A | 13-8575 | N/A
82-0243-4 | DUOSTRAP LUMBAR & ABDOMINAL SUPPORT 26CM SIZE L | 13-8576 | N/A | LBL-82-0243-4-PK | N/A | 12-8702 | 13-3627 | 13-5627 | 12-8705 | 13-4257 | RUB_ADH_DF_20_TRANSP | N/A | N/A | 13-8575 | N/A
82-0243-5 | DUOSTRAP LUMBAR & ABDOMINAL SUPPORT 26CM SIZE XL | 13-8576 | N/A | LBL-82-0243-5-PK | N/A | 12-8702 | 13-3627 | 13-5627 | 12-8705 | 13-4257 | RUB_ADH_DF_20_TRANSP | N/A | N/A | 13-8575 | N/A
82-0243-6 | DUOSTRAP LUMBAR & ABDOMINAL SUPPORT 26CM SIZE XXL | 13-8576 | N/A | LBL-82-0243-6-PK | N/A | 12-8702 | 13-3627 | 13-5627 | 12-8705 | 13-4257 | RUB_ADH_DF_20_TRANSP | N/A | N/A | 13-8575 | N/A
82-0244 | MATERNITY BELT MYBABYSTRAP DONJOY - H. 23 CM | 13-8594 | N/A | LBL-82-0244-PK | N/A | 13-4633 | 13-4694 | 13-8598 | 12-8702 | 13-3627 | 13-5627 | 12-8705 | N/A | 13-8593 | N/A
82-0245 | MATERNITY BELT MYBABYSTRAP EVOLUTION DONJOY- H. 23 CM | 13-8596 | N/A | LBL-82-0245-PK | N/A | 13-4633 | 13-4694 | 13-8598 | 12-8702 | 13-3627 | 13-5627 | 12-8705 | N/A | 13-8595 | N/A
82-0246 | Hypogastric strap going as accessory with Abdostrap | Accesory | N/A | N/A | N/A | N/A | N/A | N/A | N/A | N/A | N/A | N/A | N/A | N/A | N/A
82-0256-1 | ABDOSTRAP II ABDOMINAL SUPPORT 18CM SIZE S | 13-8574 | N/A | N/A | N/A | 13-4595 | 13-4696 | N/A | N/A | N/A | N/A | N/A | N/A | 13-00012 | N/A
82-0256-2 | ABDOSTRAP II ABDOMINAL SUPPORT 18CM SIZE M | 13-8574 | N/A | N/A | N/A | 13-4595 | 13-4696 | N/A | N/A | N/A | N/A | N/A | N/A | 13-00012 | N/A
82-0256-3 | ABDOSTRAP II ABDOMINAL SUPPORT 18CM SIZE L | 13-8574 | N/A | N/A | N/A | 13-4595 | 13-4696 | N/A | N/A | N/A | N/A | N/A | N/A | 13-00012 | N/A
82-0256-4 | ABDOSTRAP II ABDOMINAL SUPPORT 18CM SIZE XL | 13-8574 | N/A | N/A | N/A | 13-4595 | 13-4696 | N/A | N/A | N/A | N/A | N/A | N/A | 13-00012 | N/A
82-0256-5 | ABDOSTRAP II ABDOMINAL SUPPORT 18CM SIZE XXL | 13-8574 | N/A | N/A | N/A | 13-4595 | 13-4696 | N/A | N/A | N/A | N/A | N/A | N/A | 13-00012 | N/A
82-0257-1 | ABDOSTRAP II ABDOMINAL SUPPORT 25CM SIZE S | 13-8574 | N/A | N/A | N/A | 13-4595 | 13-4696 | N/A | N/A | N/A | N/A | N/A | N/A | 13-00012 | N/A
82-0257-2 | ABDOSTRAP II ABDOMINAL SUPPORT 25CM SIZE M | 13-8574 | N/A | N/A | N/A | 13-4595 | 13-4696 | N/A | N/A | N/A | N/A | N/A | N/A | 13-00012 | N/A
82-0257-3 | ABDOSTRAP II ABDOMINAL SUPPORT 25CM SIZE L | 13-8574 | N/A | N/A | N/A | 13-4595 | 13-4696 | N/A | N/A | N/A | N/A | N/A | N/A | 13-00012 | N/A
82-0257-4 | ABDOSTRAP II ABDOMINAL SUPPORT 25CM SIZE XL | 13-8574 | N/A | N/A | N/A | 13-4595 | 13-4696 | N/A | N/A | N/A | N/A | N/A | N/A | 13-00012 | N/A
82-0257-5 | ABDOSTRAP II ABDOMINAL SUPPORT 25CM SIZE XXL | 13-8574 | N/A | N/A | N/A | 13-4595 | 13-4696 | N/A | N/A | N/A | N/A | N/A | N/A | 13-00012 | N/A
82-0258-1 | ABDOSTRAP II ABDOMINAL SUPPORT 32CM SIZE S | 13-8574 | N/A | N/A | N/A | 13-4595 | 13-4696 | N/A | N/A | N/A | N/A | N/A | N/A | POCHE300X670 | N/A
82-0258-2 | ABDOSTRAP II ABDOMINAL SUPPORT 32CM SIZE M | 13-8574 | N/A | N/A | N/A | 13-4595 | 13-4696 | N/A | N/A | N/A | N/A | N/A | N/A | POCHE300X670 | N/A
82-0258-3 | ABDOSTRAP II ABDOMINAL SUPPORT 32CM SIZE L | 13-8574 | N/A | N/A | N/A | 13-4595 | 13-4696 | N/A | N/A | N/A | N/A | N/A | N/A | POCHE300X670 | N/A
82-0258-4 | ABDOSTRAP II ABDOMINAL SUPPORT 32CM SIZE XL | 13-8574 | N/A | N/A | N/A | 13-4595 | 13-4696 | N/A | N/A | N/A | N/A | N/A | N/A | POCHE300X670 | N/A
82-0258-5 | ABDOSTRAP II ABDOMINAL SUPPORT 32CM SIZE XXL | 13-8574 | N/A | N/A | N/A | 13-4595 | 13-4696 | N/A | N/A | N/A | N/A | N/A | N/A | POCHE300X670 | N/A
82-0260-1 | BODYSTRAP LUMBAR SUPPORT 26CM SIZE XS | 13-00022 | N/A | N/A | N/A | 12-8702 | 13-3627 | 13-5627 | 12-8705 | 14-0204 | N/A | N/A | N/A | 13-00020 | N/A
82-0260-2 | BODYSTRAP LUMBAR SUPPORT 26CM SIZE S | 13-00022 | N/A | N/A | N/A | 12-8702 | 13-3627 | 13-5627 | 12-8705 | 14-0204 | N/A | N/A | N/A | 13-00020 | N/A
82-0260-3 | BODYSTRAP LUMBAR SUPPORT 26CM SIZE M | 13-00022 | N/A | N/A | N/A | 12-8702 | 13-3627 | 13-5627 | 12-8705 | 14-0204 | N/A | N/A | N/A | 13-00020 | N/A
82-0260-4 | BODYSTRAP LUMBAR SUPPORT 26CM SIZE L | 13-00022 | N/A | N/A | N/A | 12-8702 | 13-3627 | 13-5627 | 12-8705 | 14-0204 | N/A | N/A | N/A | 13-00020 | N/A
82-0260-5 | BODYSTRAP LUMBAR SUPPORT 26CM SIZE XL | 13-00022 | N/A | N/A | N/A | 12-8702 | 13-3627 | 13-5627 | 12-8705 | 14-0204 | N/A | N/A | N/A | 13-00020 | N/A
83-0004-L | Sp15 Compex Bionic Back Wrap, Black/Black, Large | 13-9995-4; Box | N/A | N/A | N/A | N/A | N/A | N/A | N/A | N/A | N/A | N/A | N/A | 13-9995-4 | N/A
83-0004-M | Sp15 Compex Bionic Back Wrap, Black/Black, Medium | 13-9995-4; Box | N/A | N/A | N/A | N/A | N/A | N/A | N/A | N/A | N/A | N/A | N/A | 13-9995-4 | N/A
83-0004-S | Sp15 Compex Bionic Back Wrap, Black/Black, Small | 13-9995-4; Box | N/A | N/A | N/A | N/A | N/A | N/A | N/A | N/A | N/A | N/A | N/A | 13-9995-4 | N/A
83-0004-XL | Sp15 Compex Bionic Back Wrap, Black/Black, Ex-Large | 13-9995-4; Box | N/A | N/A | N/A | N/A | N/A | N/A | N/A | N/A | N/A | N/A | N/A | 13-9995-4 | N/A
83-0004-XS | Sp15 Compex Bionic Back Wrap, Black/Black, Ex-Small | 13-9995-4; Box | N/A | N/A | N/A | N/A | N/A | N/A | N/A | N/A | N/A | N/A | N/A | 13-9995-4 | N/A
CC10G0AB | C1 ANATOMICAL COLLAR SIZE 0 H-9.5CM NAVY BLUE | 13-6446 | N/A | LBL-CC10G0AB-PK | N/A | 12-8702 | 13-3627 | 13-5627 | N/A | N/A | N/A | N/A | N/A | 13-6346 | N/A
CC10G1AB | C1 ANATOMICAL COLLAR SIZE 1 H-9.5CM NAVY BLUE | 13-6446 | N/A | LBL-CC10G1AB-PK | N/A | 12-8702 | 13-3627 | 13-5627 | N/A | N/A | N/A | N/A | N/A | 13-6346 | N/A
CC10G2AB | C1 ANATOMICAL COLLAR SIZE 2 H-9.5CM NAVY BLUE | 13-6446 | N/A | LBL-CC10G2AB-PK | N/A | 12-8702 | 13-3627 | 13-5627 | N/A | N/A | N/A | N/A | N/A | 13-6346 | N/A
CC10G3AB | C1 ANATOMICAL COLLAR SIZE 3 H-9.5CM NAVY BLUE | 13-6446 | N/A | LBL-CC10G3AB-PK | N/A | 12-8702 | 13-3627 | 13-5627 | N/A | N/A | N/A | N/A | N/A | 13-6346 | N/A
CC10G4AB | C1 ANATOMICAL COLLAR SIZE 4 H-9.5CM NAVY BLUE | 13-6446 | N/A | LBL-CC10G4AB-PK | N/A | 12-8702 | 13-3627 | 13-5627 | N/A | N/A | N/A | N/A | N/A | 13-6346 | N/A
CC10G5AB | C1 ANATOMICAL COLLAR SIZE 5 H-9.5CM NAVY BLUE | 13-6446 | N/A | LBL-CC10G5AB-PK | N/A | 12-8702 | 13-3627 | 13-5627 | N/A | N/A | N/A | N/A | N/A | 13-6346 | N/A
CC10P0AB | C1 ANATOMICAL COLLAR SIZE 0 H-7.5CM NAVY BLUE | 13-6446 | N/A | LBL-CC10P0AB-PK | N/A | 12-8702 | 13-3627 | 13-5627 | N/A | N/A | N/A | N/A | N/A | 13-6346 | N/A
CC10P1AB | C1 ANATOMICAL COLLAR SIZE 1 H-7.5CM NAVY BLUE | 13-6446 | N/A | LBL-CC10P1AB-PK | N/A | 12-8702 | 13-3627 | 13-5627 | N/A | N/A | N/A | N/A | N/A | 13-6346 | N/A
CC10P2AB | C1 ANATOMICAL COLLAR SIZE 2 H-7.5CM NAVY BLUE | 13-6446 | N/A | LBL-CC10P2AB-PK | N/A | 12-8702 | 13-3627 | 13-5627 | N/A | N/A | N/A | N/A | N/A | 13-6346 | N/A
CC10P3AB | C1 ANATOMICAL COLLAR SIZE 3 H-7.5CM NAVY BLUE | 13-6446 | N/A | LBL-CC10P3AB-PK | N/A | 12-8702 | 13-3627 | 13-5627 | N/A | N/A | N/A | N/A | N/A | 13-6346 | N/A
CC10P4AB | C1 ANATOMICAL COLLAR SIZE 4 H-7.5CM NAVY BLUE | 13-6446 | N/A | LBL-CC10P4AB-PK | N/A | 12-8702 | 13-3627 | 13-5627 | N/A | N/A | N/A | N/A | N/A | 13-6346 | N/A
CC10P5AB | C1 ANATOMICAL COLLAR SIZE 5 H-7.5CM NAVY BLUE | 13-6446 | N/A | LBL-CC10P5AB-PK | N/A | 12-8702 | 13-3627 | 13-5627 | N/A | N/A | N/A | N/A | N/A | 13-6346 | N/A
CC10PPAB | C1 ANATOMICAL COLLAR PEDIATRIC H-6CM NAVY BLUE | 13-6446 | N/A | LBL-CC10PPAB-PK | N/A | 12-8702 | 13-3627 | 13-5627 | N/A | N/A | N/A | N/A | N/A | 13-6346 | N/A
CC20G0AG | C2 ANATOMICAL COLLAR SIZE 0 H-9.5CM GREY | 13-6459 | N/A | LBL-CC20G0AG-PK | N/A | 12-8702 | 13-3627 | 13-5627 | N/A | N/A | N/A | N/A | N/A | 13-6359 | N/A
CC20G1AG | C2 ANATOMICAL COLLAR SIZE 1 H-9.5CM GREY | 13-6459 | N/A | LBL-CC20G1AG-PK | N/A | 12-8702 | 13-3627 | 13-5627 | N/A | N/A | N/A | N/A | N/A | 13-6359 | N/A
CC20G2AG | C2 ANATOMICAL COLLAR SIZE 2 H-9.5CM GREY | 13-6459 | N/A | LBL-CC20G2AG-PK | N/A | 12-8702 | 13-3627 | 13-5627 | N/A | N/A | N/A | N/A | N/A | 13-6359 | N/A
CC20G3AG | C2 ANATOMICAL COLLAR SIZE 3 H-9.5CM GREY | 13-6459 | N/A | LBL-CC20G3AG-PK | N/A | 12-8702 | 13-3627 | 13-5627 | N/A | N/A | N/A | N/A | N/A | 13-6359 | N/A
CC20G4AG | C2 ANATOMICAL COLLAR SIZE 4 H-9.5CM GREY | 13-6459 | N/A | LBL-CC20G4AG-PK | N/A | 12-8702 | 13-3627 | 13-5627 | N/A | N/A | N/A | N/A | N/A | 13-6359 | N/A
CC20G5AG | C2 ANATOMICAL COLLAR SIZE 5 H-9.5CM GREY | 13-6459 | N/A | LBL-CC20G5AG-PK | N/A | 12-8702 | 13-3627 | 13-5627 | N/A | N/A | N/A | N/A | N/A | 13-6359 | N/A
CC20P0AG | C2 ANATOMICAL COLLAR SIZE 0 H-7.5CM GREY | 13-6459 | N/A | LBL-CC20P0AG-PK | N/A | 12-8702 | 13-3627 | 13-5627 | N/A | N/A | N/A | N/A | N/A | 13-6359 | N/A
CC20P1AG | C2 ANATOMICAL COLLAR SIZE 1 H-7.5CM GREY | 13-6459 | N/A | LBL-CC20P1AG-PK | N/A | 12-8702 | 13-3627 | 13-5627 | N/A | N/A | N/A | N/A | N/A | 13-6359 | N/A
CC20P2AG | C2 ANATOMICAL COLLAR SIZE 2 H-7.5CM GREY | 13-6459 | N/A | LBL-CC20P2AG-PK | N/A | 12-8702 | 13-3627 | 13-5627 | N/A | N/A | N/A | N/A | N/A | 13-6359 | N/A
CC20P3AG | C2 ANATOMICAL COLLAR SIZE 3 H-7.5CM GREY | 13-6459 | N/A | LBL-CC20P3AG-PK | N/A | 12-8702 | 13-3627 | 13-5627 | N/A | N/A | N/A | N/A | N/A | 13-6359 | N/A
CC20P4AG | C2 ANATOMICAL COLLAR SIZE 4 H-7.5CM GREY | 13-6459 | N/A | LBL-CC20P4AG-PK | N/A | 12-8702 | 13-3627 | 13-5627 | N/A | N/A | N/A | N/A | N/A | 13-6359 | N/A
CC20P5AG | C2 ANATOMICAL COLLAR SIZE 5 H-7.5CM GREY | 13-6459 | N/A | LBL-CC20P5AG-PK | N/A | 12-8702 | 13-3627 | 13-5627 | N/A | N/A | N/A | N/A | N/A | 13-6359 | N/A
CC20PPAG | C2 ANATOMICAL COLLAR PEDIATRIC H-6CM GREY | 13-6459 | N/A | LBL-CC20PPAG-PK | N/A | 12-8702 | 13-3627 | 13-5627 | N/A | N/A | N/A | N/A | N/A | 13-6359 | N/A
CC20TG0AG | C2 ANATOMICAL COLLAR SIZE 0 H=10,5CM GREY | 13-6459 | N/A | LBL-CC20TG0AG-PK | N/A | 12-8702 | 13-3627 | 13-5627 | N/A | N/A | N/A | N/A | N/A | 13-6359 | N/A
CC20TG1AG | C2 ANATOMICAL COLLAR SIZE 1 H=10,5CM GREY | 13-6459 | N/A | LBL-CC20TG1AG-PK | N/A | 12-8702 | 13-3627 | 13-5627 | N/A | N/A | N/A | N/A | N/A | 13-6359 | N/A
CC20TG2AG | C2 ANATOMICAL COLLAR SIZE 2 H=10,5CM GREY | 13-6459 | N/A | LBL-CC20TG2AG-PK | N/A | 12-8702 | 13-3627 | 13-5627 | N/A | N/A | N/A | N/A | N/A | 13-6359 | N/A
CC20TG3AG | C2 ANATOMICAL COLLAR SIZE 3 H=10,5CM GREY | 13-6459 | N/A | LBL-CC20TG3AG-PK | N/A | 12-8702 | 13-3627 | 13-5627 | N/A | N/A | N/A | N/A | N/A | 13-6359 | N/A
CC20TG4AG | C2 ANATOMICAL COLLAR SIZE 4 H=10,5CM GREY | 13-6459 | N/A | LBL-CC20TG4AG-PK | N/A | 12-8702 | 13-3627 | 13-5627 | N/A | N/A | N/A | N/A | N/A | 13-6359 | N/A
CC20TG5AG | C2 ANATOMICAL COLLAR SIZE 5 H=10,5CM GREY | 13-6459 | N/A | LBL-CC20TG5AG-PK | N/A | 12-8702 | 13-3627 | 13-5627 | N/A | N/A | N/A | N/A | N/A | 13-6359 | N/A
CC301 | C3-COLLIER CERVICAL REGLABLE EN HAUTEUR - TAILLE 1 | 13-5550 | N/A | N/A | N/A | N/A | N/A | N/A | N/A | N/A | N/A | N/A | N/A | 13-6653 | N/A
CC302 | C3-COLLIER CERVICAL REGLABLE EN HAUTEUR - TAILLE 2 | 13-5550 | N/A | N/A | N/A | N/A | N/A | N/A | N/A | N/A | N/A | N/A | N/A | 13-6653 | N/A
CC303 | C3-COLLIER CERVICAL REGLABLE EN HAUTEUR - TAILLE 3 | 13-5550 | N/A | N/A | N/A | N/A | N/A | N/A | N/A | N/A | N/A | N/A | N/A | 13-6653 | N/A
CC311 | C3-COLLIER CERVICAL REGLABLE EN HAUTEUR AVEC MENTONNIERE-T1 | 13-5550 | N/A | N/A | N/A | N/A | N/A | N/A | N/A | N/A | N/A | N/A | N/A | 13-6653 | N/A
CC312 | C3-COLLIER CERVICAL REGLABLE EN HAUTEUR AVEC MENTONNIERE-T2 | 13-5550 | N/A | N/A | N/A | N/A | N/A | N/A | N/A | N/A | N/A | N/A | N/A | 13-6653 | N/A
CC313 | C3-COLLIER CERVICAL REGLABLE EN HAUTEUR AVEC MENTONNIERE-T3 | 13-5550 | N/A | N/A | N/A | N/A | N/A | N/A | N/A | N/A | N/A | N/A | N/A | 13-6653 | N/A
CL74L | DYNASTRAP LUMBAR SUPPORT WITH INSERT, SIZE L | 13-4311 | N/A | LBL-CL74L-PK | N/A | N/A | N/A | N/A | N/A | N/A | N/A | N/A | N/A | 13-1132 | N/A
CL74M | DYNASTRAP LUMBAR SUPPORT WITH INSERT, SIZE M | 13-4311 | N/A | LBL-CL74M-PK | N/A | N/A | N/A | N/A | N/A | N/A | N/A | N/A | N/A | 13-1132 | N/A
CL74S | DYNASTRAP LUMBAR SUPPORT WITH INSERT, SIZE S | 13-4311 | N/A | LBL-CL74S-PK | N/A | N/A | N/A | N/A | N/A | N/A | N/A | N/A | N/A | 13-1132 | N/A
CL74XL | DYNASTRAP LUMBAR SUPPORT WITH INSERT, SIZE XL | 13-4311 | N/A | LBL-CL74XL-PK | N/A | N/A | N/A | N/A | N/A | N/A | N/A | N/A | N/A | 13-1132 | N/A
CL74XXL | DYNASTRAP LUMBAR SUPPORT WITH INSERT, SIZE XXL | 13-4311 | N/A | LBL-CL74XXL-PK | N/A | N/A | N/A | N/A | N/A | N/A | N/A | N/A | N/A | 13-1132 | N/A
DA161BW01-BLK-L,XL | STABILIZING BACK SUPPORT, Black, Large, XLarge | DA161BW01 | N/A | N/A | N/A | N/A | N/A | N/A | N/A | N/A | N/A | N/A | N/A | DA161BW01 | N/A
DA161BW01-BLK-S,M | STABILIZING BACK SUPPORT, Black, Small, Medium | DA161BW01 | N/A | N/A | N/A | N/A | N/A | N/A | N/A | N/A | N/A | N/A | N/A | DA161BW01 | N/A
DA161SR01-WHT-L,XL | ABDOMINAL SUPPORT, White, Large, XLarge | DA161SR01 | N/A | N/A | N/A | N/A | N/A | N/A | N/A | N/A | N/A | N/A | N/A | DA161SR01 | N/A
DA161SR01-WHT-S,M | ABDOMINAL SUPPORT, White, Small, Medium | DA161SR01 | N/A | N/A | N/A | N/A | N/A | N/A | N/A | N/A | N/A | N/A | N/A | DA161SR01 | N/A
DP151BW01-BLK-L | DJP BIONIC BACK WRAP, BLACK, LARGE | DP151IF04 | N/A | N/A | N/A | N/A | N/A | N/A | N/A | N/A | N/A | N/A | N/A | DP151BW01-PK-BLK | N/A
DP151BW01-BLK-M | DJP BIONIC BACK WRAP, BLACK, MEDIUM | DP151IF04 | N/A | N/A | N/A | N/A | N/A | N/A | N/A | N/A | N/A | N/A | N/A | DP151BW01-PK-BLK | N/A
DP151BW01-BLK-S | DJP BIONIC BACK WRAP, BLACK, SMALL | DP151IF04 | N/A | N/A | N/A | N/A | N/A | N/A | N/A | N/A | N/A | N/A | N/A | DP151BW01-PK-BLK | N/A
DP151BW01-BLK-XL | DJP BIONIC BACK WRAP, BLACK, X-LARGE | DP151IF04 | N/A | N/A | N/A | N/A | N/A | N/A | N/A | N/A | N/A | N/A | N/A | DP151BW01-PK-BLK | N/A
DP171BB01-BLK-L,XL | ELASTIC BACK WRAP, BLACK, LARGE/X-LARGE | DP171IF20 | N/A | N/A | N/A | N/A | N/A | N/A | N/A | N/A | N/A | N/A | N/A | DP171BB01-PK-BLK | N/A
DP171BB01-BLK-S,M | ELASTIC BACK WRAP, BLACK, SMALL/MEDIUM | DP171IF20 | N/A | N/A | N/A | N/A | N/A | N/A | N/A | N/A | N/A | N/A | N/A | DP171BB01-PK-BLK | N/A
DP171SR01-BLK | WAIST TRIMMER, BLACK, ONE SIZE FITS MOST | DP171IF11 | N/A | N/A | N/A | N/A | N/A | N/A | N/A | N/A | N/A | N/A | N/A | DP171SR01-PK-BLK | N/A
82-0277-PED | DONJOY C2+ H6CM SIZE PEDIATRIC | 13-00281 | N/A | LBL-82-0277-0-PK-FR | N/A | N/A | N/A | N/A | N/A | N/A | N/A | N/A | N/A | N/A | N/A
82-0277-0 | DONJOY C2+ H7.5CM SIZE 0 | 13-00281 | N/A | LBL-82-0277-0-PK-FR | N/A | N/A | N/A | N/A | N/A | N/A | N/A | N/A | N/A | N/A | N/A
82-0277-1 | DONJOY C2+ H7.5CM SIZE 1 | 13-00281 | N/A | LBL-82-0277-0-PK-FR | N/A | N/A | N/A | N/A | N/A | N/A | N/A | N/A | N/A | N/A | N/A
82-0277-2 | DONJOY C2+ H7.5CM SIZE 2 | 13-00281 | N/A | LBL-82-0277-0-PK-FR | N/A | N/A | N/A | N/A | N/A | N/A | N/A | N/A | N/A | N/A | N/A
82-0277-3 | DONJOY C2+ H7.5CM SIZE 3 | 13-00281 | N/A | LBL-82-0277-0-PK-FR | N/A | N/A | N/A | N/A | N/A | N/A | N/A | N/A | N/A | N/A | N/A
82-0277-4 | DONJOY C2+ H7.5CM SIZE 4 | 13-00281 | N/A | LBL-82-0277-0-PK-FR | N/A | N/A | N/A | N/A | N/A | N/A | N/A | N/A | N/A | N/A | N/A
82-0277-5 | DONJOY C2+ H7.5CM SIZE 5 | 13-00281 | N/A | LBL-82-0277-0-PK-FR | N/A | N/A | N/A | N/A | N/A | N/A | N/A | N/A | N/A | N/A | N/A
82-0278-0 | DONJOY C2+ H9.5CM SIZE 0 | 13-00281 | N/A | LBL-82-0277-0-PK-FR | N/A | N/A | N/A | N/A | N/A | N/A | N/A | N/A | N/A | N/A | N/A
82-0278-1 | DONJOY C2+ H9.5CM SIZE 1 | 13-00281 | N/A | LBL-82-0277-0-PK-FR | N/A | N/A | N/A | N/A | N/A | N/A | N/A | N/A | N/A | N/A | N/A
82-0278 -2 | DONJOY C2+ H9.5CM SIZE 2 | 13-00281 | N/A | LBL-82-0277-0-PK-FR | N/A | N/A | N/A | N/A | N/A | N/A | N/A | N/A | N/A | N/A | N/A
82-0278-3 | DONJOY C2+ H9.5CM SIZE 3 | 13-00281 | N/A | LBL-82-0277-0-PK-FR | N/A | N/A | N/A | N/A | N/A | N/A | N/A | N/A | N/A | N/A | N/A
82-0278-4 | DONJOY C2+ H9.5CM SIZE 4 | 13-00281 | N/A | LBL-82-0277-0-PK-FR | N/A | N/A | N/A | N/A | N/A | N/A | N/A | N/A | N/A | N/A | N/A
82-0278-5 | DONJOY C2+ H9.5CM SIZE 5 | 13-00281 | N/A | LBL-82-0277-0-PK-FR | N/A | N/A | N/A | N/A | N/A | N/A | N/A | N/A | N/A | N/A | N/A
82-0239-1 | POWERSTRAP H26 CM, SIZE XS | 13-00261 | N/A | N/A | N/A | N/A | N/A | N/A | N/A | N/A | N/A | N/A | N/A | N/A | N/A
82-0239-2 | POWERSTRAP H26 CM, SIZE S | 13-00261 | N/A | N/A | N/A | N/A | N/A | N/A | N/A | N/A | N/A | N/A | N/A | N/A | N/A
82-0239-3 | POWERSTRAP H26 CM, SIZE M | 13-00261 | N/A | N/A | N/A | N/A | N/A | N/A | N/A | N/A | N/A | N/A | N/A | N/A | N/A
82-0239-4 | POWERSTRAP H26 CM, SIZE L | 13-00261 | N/A | N/A | N/A | N/A | N/A | N/A | N/A | N/A | N/A | N/A | N/A | N/A | N/A
82-0239-5 | POWERSTRAP H26 CM, SIZE XL | 13-00261 | N/A | N/A | N/A | N/A | N/A | N/A | N/A | N/A | N/A | N/A | N/A | N/A | N/A
82-0275-1 | CHATTANOOGA CEFAR BELT 26CM, SIZE XS | 13-00301 | N/A | N/A | N/A | N/A | N/A | N/A | N/A | N/A | N/A | N/A | N/A | N/A | N/A
82-0275-2 | CHATTANOOGA CEFAR BELT 26CM, SIZE S | 13-00301 | N/A | N/A | N/A | N/A | N/A | N/A | N/A | N/A | N/A | N/A | N/A | N/A | N/A
82-0275-3 | CHATTANOOGA CEFAR BELT 26CM, SIZE M | 13-00301 | N/A | N/A | N/A | N/A | N/A | N/A | N/A | N/A | N/A | N/A | N/A | N/A | N/A
82-0275-4 | CHATTANOOGA CEFAR BELT 26CM, SIZE L | 13-00301 | N/A | N/A | N/A | N/A | N/A | N/A | N/A | N/A | N/A | N/A | N/A | N/A | N/A
82-0275-5 | CHATTANOOGA CEFAR BELT 26CM, SIZE XL | 13-00301 | N/A | N/A | N/A | N/A | N/A | N/A | N/A | N/A | N/A | N/A | N/A | N/A | N/A
82-0276 | MYBABYSTRAP MATERNITY BRACE H23CM | 13-00271 | N/A | N/A | N/A | N/A | N/A | N/A | N/A | N/A | N/A | N/A | N/A | N/A | N/A
DP181BB01-SGR | BIONIC REEL-ADJUST BACK BRACE, UNIVERSAL, SLIME/GREEN | DP151IF04 | N/A | N/A | N/A | N/A | N/A | N/A | N/A | N/A | N/A | N/A | N/A | N/A | N/A
11-1692-2 | IsoFORM™, SIO, (S/M) | 13-10145 | N/A | LBL-11-1692-2-PK | N/A | 13-2562-0-00000 | N/A | N/A | N/A | N/A | N/A | N/A | N/A | N/A | N/A
11-1692-4 | IsoFORM™, SIO, (L/XL) | 13-10145 | N/A | LBL-11-1692-4-PK | N/A | 13-2562-0-00000 | N/A | N/A | N/A | N/A | N/A | N/A | N/A | N/A | N/A
11-1693-2 | IsoFORM™, LO, (S/M) | 13-10147 | N/A | LBL-11-1693-2-PK | N/A | 13-2562-0-00000 | N/A | N/A | N/A | N/A | N/A | N/A | N/A | N/A | N/A
11-1693-4 | IsoFORM™, LO, (L/XL) | 13-10147 | N/A | LBL-11-1693-4-PK | N/A | 13-2562-0-00000 | N/A | N/A | N/A | N/A | N/A | N/A | N/A | N/A | N/A
11-1694-2 | IsoFORM™, LO+, (S/M) | 13-10148 | N/A | LBL-11-1694-2-PK | N/A | 13-2562-0-00000 | N/A | N/A | N/A | N/A | N/A | N/A | N/A | N/A | N/A
11-1694-4 | IsoFORM™, LO+, (L/XL) | 13-10148 | N/A | LBL-11-1694-4-PK | N/A | 13-2562-0-00000 | N/A | N/A | N/A | N/A | N/A | N/A | N/A | N/A | N/A
11-1695-2 | IsoFORM™, LSO, (S/M) | 13-10149 | N/A | LBL-11-1695-2-PK | N/A | 13-2562-0-00000 | N/A | N/A | N/A | N/A | N/A | N/A | N/A | N/A | N/A
11-1695-4 | IsoFORM™, LSO, (L/XL) | 13-10149 | N/A | LBL-11-1695-4-PK | N/A | 13-2562-0-00000 | N/A | N/A | N/A | N/A | N/A | N/A | N/A | N/A | N/A
11-1696-2 | IsoFORM™, LSO+, (S/M) | 13-10150 | N/A | LBL-11-1696-2-PK | N/A | 13-2562-0-00000 | N/A | N/A | N/A | N/A | N/A | N/A | N/A | N/A | N/A
11-1696-4 | IsoFORM™, LSO+, (L/XL) | 13-10150 | N/A | LBL-11-1696-4-PK | N/A | 13-2562-0-00000 | N/A | N/A | N/A | N/A | N/A | N/A | N/A | N/A | N/A
11-1697-2 | IsoFORM™, Postural Extension, (S/M) | 13-10151 | N/A | LBL-11-1697-2-PK | N/A | N/A | N/A | N/A | N/A | N/A | N/A | N/A | N/A | N/A | N/A
11-1697-4 | IsoFORM™, Postural Extension, (L/XL) | 13-10151 | N/A | LBL-11-1697-4-PK | N/A | N/A | N/A | N/A | N/A | N/A | N/A | N/A | N/A | N/A | N/A
11-1698-2 | IsoFORM™, TLSO, (S/M) | 13-10152 | N/A | LBL-11-1698-2-PK | N/A | N/A | N/A | N/A | N/A | N/A | N/A | N/A | N/A | N/A | N/A
11-1698-4 | IsoFORM™, TLSO, (L/XL) | 13-10152 | N/A | LBL-11-1698-4-PK | N/A | N/A | N/A | N/A | N/A | N/A | N/A | N/A | N/A | N/A | N/A
82-0050-1 | LADYSTRAP LUMBAR SUPPORT 21CM SIZE XS | 13-4434 | N/A | LBL-82-0050-1-PK-FR | N/A | N/A | N/A | N/A | N/A | N/A | N/A | N/A | N/A | N/A | N/A
82-0050-2 | LADYSTRAP LUMBAR SUPPORT 21CM SIZE S | 13-4434 | N/A | LBL-82-0050-2-PK-FR | N/A | N/A | N/A | N/A | N/A | N/A | N/A | N/A | N/A | N/A | N/A
82-0050-3 | LADYSTRAP LUMBAR SUPPORT 21CM SIZE M | 13-4434 | N/A | LBL-82-0050-3-PK-FR | N/A | N/A | N/A | N/A | N/A | N/A | N/A | N/A | N/A | N/A | N/A
82-0050-4 | LADYSTRAP LUMBAR SUPPORT 21CM SIZE L | 13-4434 | N/A | LBL-82-0050-4-PK-FR | N/A | N/A | N/A | N/A | N/A | N/A | N/A | N/A | N/A | N/A | N/A
82-0050-5 | LADYSTRAP LUMBAR SUPPORT 21CM SIZE XL | 13-4434 | N/A | LBL-82-0050-5-PK-FR | N/A | N/A | N/A | N/A | N/A | N/A | N/A | N/A | N/A | N/A | N/A
82-0051-1 | LADYSTRAP LUMBAR SUPPORT 26CM SIZE XS | 13-4434 | N/A | LBL-82-0051-1-PK-FR | N/A | N/A | N/A | N/A | N/A | N/A | N/A | N/A | N/A | N/A | N/A
82-0051-2 | LADYSTRAP LUMBAR SUPPORT 26CM SIZE S | 13-4434 | N/A | LBL-82-0051-2-PK-FR | N/A | N/A | N/A | N/A | N/A | N/A | N/A | N/A | N/A | N/A | N/A
82-0051-3 | LADYSTRAP LUMBAR SUPPORT 26CM SIZE M | 13-4434 | N/A | LBL-82-0051-3-PK-FR | N/A | N/A | N/A | N/A | N/A | N/A | N/A | N/A | N/A | N/A | N/A
82-0051-4 | LADYSTRAP LUMBAR SUPPORT 26CM SIZE L | 13-4434 | N/A | LBL-82-0051-4-PK-FR | N/A | N/A | N/A | N/A | N/A | N/A | N/A | N/A | N/A | N/A | N/A
82-0051-5 | LADYSTRAP LUMBAR SUPPORT 26CM SIZE XL | 13-4434 | N/A | LBL-82-0051-5-PK-FR | N/A | N/A | N/A | N/A | N/A | N/A | N/A | N/A | N/A | N/A | N/A
82-0055-1 | DONJOY LUMBOSTRAP 35CM, SIZE XS | 13-2255 | N/A | LBL-82-0055-1-PK-FR | N/A | N/A | N/A | N/A | N/A | N/A | N/A | N/A | N/A | 13-2355 | N/A
82-0055-2 | DONJOY LUMBOSTRAP 35CM, SIZE S | 13-2255 | N/A | LBL-82-0055-2-PK-FR | N/A | N/A | N/A | N/A | N/A | N/A | N/A | N/A | N/A | 13-2355 | N/A
82-0055-3 | DONJOY LUMBOSTRAP 35CM, SIZE M | 13-2255 | N/A | LBL-82-0055-3-PK-FR | N/A | N/A | N/A | N/A | N/A | N/A | N/A | N/A | N/A | 13-2355 | N/A
82-0055-4 | DONJOY LUMBOSTRAP 35CM, SIZE L | 13-2255 | N/A | LBL-82-0055-4-PK-FR | N/A | N/A | N/A | N/A | N/A | N/A | N/A | N/A | N/A | 13-2355 | N/A
82-0055-5 | DONJOY LUMBOSTRAP 35CM, SIZE XL | 13-2255 | N/A | LBL-82-0055-5-PK-FR | N/A | N/A | N/A | N/A | N/A | N/A | N/A | N/A | N/A | 13-2355 | N/A
82-0055-6 | DONJOY LUMBOSTRAP 35CM, SIZE XXL | 13-2255 | N/A | LBL-82-0055-6-PK-FR | N/A | N/A | N/A | N/A | N/A | N/A | N/A | N/A | N/A | 13-2355 | N/A
82-0056-1 | DONJOY DORSOSTRAP 55CM SIZE XS | 13-2356 | N/A | LBL-82-0056-1-PK-FR | N/A | N/A | N/A | N/A | N/A | N/A | N/A | N/A | N/A | 13-2355 | N/A
82-0056-2 | DONJOY DORSOSTRAP 55CM SIZE S | 13-2356 | N/A | LBL-82-0056-2-PK-FR | N/A | N/A | N/A | N/A | N/A | N/A | N/A | N/A | N/A | 13-2355 | N/A
82-0056-3 | DONJOY DORSOSTRAP 55CM SIZE M | 13-2356 | N/A | LBL-82-0056-3-PK-FR | N/A | N/A | N/A | N/A | N/A | N/A | N/A | N/A | N/A | 13-2355 | N/A
82-0056-4 | DONJOY DORSOSTRAP SUPPORT 55CM SIZE L | 13-2356 | N/A | LBL-82-0056-4-PK-FR | N/A | N/A | N/A | N/A | N/A | N/A | N/A | N/A | N/A | 13-2355 | N/A
82-0056-5 | DONJOY DORSOSTRAP 55CM SIZE XL | 13-2356 | N/A | LBL-82-0056-5-PK-FR | N/A | N/A | N/A | N/A | N/A | N/A | N/A | N/A | N/A | 13-2355 | N/A
82-0056-6 | DONJOY DORSOSTRAP SUPPORT 55CM SIZE XXL | 13-2356 | N/A | LBL-82-0056-6-PK-FR | N/A | N/A | N/A | N/A | N/A | N/A | N/A | N/A | N/A | 13-2356 | N/A
82-0057-1 | DONJOY SPINOSTRAP, SIZE S | 13-00287 | N/A | LBL-82-0057-1-PK-FR | N/A | N/A | N/A | N/A | N/A | N/A | N/A | N/A | N/A | 13-00288 | N/A
82-0057-2 | DONJOY SPINOSTRAP, SIZE M | 13-00287 | N/A | LBL-82-0057-2-PK-FR | N/A | N/A | N/A | N/A | N/A | N/A | N/A | N/A | N/A | 13-00288 | N/A
82-0057-3 | DONJOY SPINOSTRAP, SIZE L | 13-00287 | N/A | LBL-82-0057-3-PK-FR | N/A | N/A | N/A | N/A | N/A | N/A | N/A | N/A | N/A | 13-00288 | N/A
82-0058-2 | LUMBOFORCE SACRO H15CM SIZE S | 13-00080 | N/A | LBL-82-0058-2-PK-FR | N/A | N/A | N/A | N/A | N/A | N/A | N/A | N/A | N/A | 13-00081 | N/A
82-0058-3 | LUMBOFORCE SACRO H15CM SIZE M | 13-00080 | N/A | LBL-82-0058-3-PK-FR | N/A | N/A | N/A | N/A | N/A | N/A | N/A | N/A | N/A | 13-00081 | N/A
82-0058-4 | LUMBOFORCE SACRO H15CM SIZE L | 13-00080 | N/A | LBL-82-0058-4-PK-FR | N/A | N/A | N/A | N/A | N/A | N/A | N/A | N/A | N/A | 13-00081 | N/A
82-0058-5 | LUMBOFORCE SACRO H15CM SIZE XL | 13-00080 | N/A | LBL-82-0058-5-PK-FR | N/A | N/A | N/A | N/A | N/A | N/A | N/A | N/A | N/A | 13-00081 | N/A
82-0058-6 | LUMBOFORCE SACRO H15CM SIZE XXL | 13-00080 | N/A | LBL-82-0058-6-PK-FR | N/A | N/A | N/A | N/A | N/A | N/A | N/A | N/A | N/A | 13-00081 | N/A
82-0058-7 | LUMBOFORCE SACRO H15CM SIZE XXXL | 13-00080 | N/A | LBL-82-0058-7-PK-FR | N/A | N/A | N/A | N/A | N/A | N/A | N/A | N/A | N/A | 13-00081 | N/A
82-0059-2 | LUMBOFORCE 1 H24CM SIZE S | 13-00082 | N/A | LBL-82-0059-2-PK-FR | N/A | N/A | N/A | N/A | N/A | N/A | N/A | N/A | N/A | 13-00083 | N/A
82-0059-3 | LUMBOFORCE 1 H24CM SIZE M | 13-00082 | N/A | LBL-82-0059-3-PK-FR | N/A | N/A | N/A | N/A | N/A | N/A | N/A | N/A | N/A | 13-00083 | N/A
82-0059-4 | LUMBOFORCE 1 H24CM SIZE L | 13-00082 | N/A | LBL-82-0059-4-PK-FR | N/A | N/A | N/A | N/A | N/A | N/A | N/A | N/A | N/A | 13-00083 | N/A
82-0059-5 | LUMBOFORCE 1 H24CM SIZE XL | 13-00082 | N/A | LBL-82-0059-5-PK-FR | N/A | N/A | N/A | N/A | N/A | N/A | N/A | N/A | N/A | 13-00083 | N/A
82-0059-6 | LUMBOFORCE 1 H24CM SIZE XXL | 13-00082 | N/A | LBL-82-0059-6-PK-FR | N/A | N/A | N/A | N/A | N/A | N/A | N/A | N/A | N/A | 13-00083 | N/A
82-0059-7 | LUMBOFORCE 1 H24CM SIZE XXXL | 13-00082 | N/A | LBL-82-0059-7-PK-FR | N/A | N/A | N/A | N/A | N/A | N/A | N/A | N/A | N/A | 13-00083 | N/A
82-0060-2 | LUMBOFORCE 2 H26CM SIZE S | 13-00084 | N/A | LBL-82-0060-2-PK-FR | N/A | N/A | N/A | N/A | N/A | N/A | N/A | N/A | N/A | 13-00085 | N/A
82-0060-3 | LUMBOFORCE 2 H26CM SIZE M | 13-00084 | N/A | LBL-82-0060-3-PK-FR | N/A | N/A | N/A | N/A | N/A | N/A | N/A | N/A | N/A | 13-00085 | N/A
82-0060-4 | LUMBOFORCE 2 H26CM SIZE L | 13-00084 | N/A | LBL-82-0060-4-PK-FR | N/A | N/A | N/A | N/A | N/A | N/A | N/A | N/A | N/A | 13-00085 | N/A
82-0060-5 | LUMBOFORCE 2 H26CM SIZE XL | 13-00084 | N/A | LBL-82-0060-5-PK-FR | N/A | N/A | N/A | N/A | N/A | N/A | N/A | N/A | N/A | 13-00085 | N/A
82-0060-6 | LUMBOFORCE 2 H26CM SIZE XXL | 13-00084 | N/A | LBL-82-0060-6-PK-FR | N/A | N/A | N/A | N/A | N/A | N/A | N/A | N/A | N/A | 13-00085 | N/A
82-0060-7 | LUMBOFORCE 2 H26CM SIZE XXXL | 13-00084 | N/A | LBL-82-0060-7-PK-FR | N/A | N/A | N/A | N/A | N/A | N/A | N/A | N/A | N/A | 13-00085 | N/A
82-0061-2 | LUMBOFORCE 3 H26CM SIZE S | 13-00086 | N/A | LBL-82-0061-2-PK-FR | N/A | N/A | N/A | N/A | N/A | N/A | N/A | N/A | N/A | 13-00087 | N/A
82-0061-3 | LUMBOFORCE 3 H26CM SIZE M | 13-00086 | N/A | LBL-82-0061-3-PK-FR | N/A | N/A | N/A | N/A | N/A | N/A | N/A | N/A | N/A | 13-00087 | N/A
82-0061-4 | LUMBOFORCE 3 H26CM SIZE L | 13-00086 | N/A | LBL-82-0061-4-PK-FR | N/A | N/A | N/A | N/A | N/A | N/A | N/A | N/A | N/A | 13-00087 | N/A
82-0061-5 | LUMBOFORCE 3 H26CM SIZE XL | 13-00086 | N/A | LBL-82-0061-5-PK-FR | N/A | N/A | N/A | N/A | N/A | N/A | N/A | N/A | N/A | 13-00087 | N/A
82-0061-6 | LUMBOFORCE 3 H26CM SIZE XXL | 13-00086 | N/A | LBL-82-0061-6-PK-FR | N/A | N/A | N/A | N/A | N/A | N/A | N/A | N/A | N/A | 13-00087 | N/A
82-0062-3 | LUMBOFORCE 3 H32CM SIZE M | 13-00086 | N/A | LBL-82-0062-3-PK-FR | N/A | N/A | N/A | N/A | N/A | N/A | N/A | N/A | N/A | 13-00088 | N/A
82-0062-4 | LUMBOFORCE 3 H32CM SIZE L | 13-00086 | N/A | LBL-82-0062-4-PK-FR | N/A | N/A | N/A | N/A | N/A | N/A | N/A | N/A | N/A | 13-00088 | N/A
82-0062-5 | LUMBOFORCE 3 H32CM SIZE XL | 13-00086 | N/A | LBL-82-0062-5-PK-FR | N/A | N/A | N/A | N/A | N/A | N/A | N/A | N/A | N/A | 13-00086 | N/A
82-0062-6 | LUMBOFORCE 3 H32CM SIZE XXL | 13-00086 | N/A | LBL-82-0062-6-PK-FR | N/A | N/A | N/A | N/A | N/A | N/A | N/A | N/A | N/A | 13-00086 | N/A
82-0062-7 | LUMBOFORCE 3 H32CM SIZE XXXL | 13-00086 | N/A | LBL-82-0062-7-PK-FR | N/A | N/A | N/A | N/A | N/A | N/A | N/A | N/A | N/A | 13-00086 | N/A
82-0090-2 | DONJOY DISCOSTRAP 26CM SIZE S | 13-00340 | N/A | LBL-82-0090-2-PK-FR |  | N/A | N/A | N/A | N/A | N/A | N/A | N/A | N/A | 13-00341 | N/A
82-0090-3 | DONJOY DISCOSTRAP 26CM SIZE M | 13-00340 | N/A | LBL-82-0090-3-PK-FR |  | N/A | N/A | N/A | N/A | N/A | N/A | N/A | N/A | 13-00341 | N/A
82-0090-4 | DONJOY DISCOSTRAP 26CM SIZE L | 13-00340 | N/A | LBL-82-0090-4-PK-FR |  | N/A | N/A | N/A | N/A | N/A | N/A | N/A | N/A | 13-00341 | N/A
82-0090-5 | DONJOY DISCOSTRAP 26CM SIZE XL | 13-00340 | N/A | LBL-82-0090-5-PK-FR |  | N/A | N/A | N/A | N/A | N/A | N/A | N/A | N/A | 13-00341 | N/A
82-0090-6 | DONJOY DISCOSTRAP 26CM SIZE XXL | 13-00340 | N/A | LBL-82-0090-6-PK-FR |  | N/A | N/A | N/A | N/A | N/A | N/A | N/A | N/A | 13-00341 | N/A
82-0065-2 | LUMBOFORCE 5 26CM SIZE S | 13-00284 | N/A | Packaging Label Label 1: LBL-82-0065-2-PK-FR; Other Labeling Label 1: N/A; Other Labeling Label 8: N/A; Device or Box Art Work Box 1: 13-00285; Device or Box Art Work Box 2: N/A
82-0065-3 | LUMBOFORCE 5 26CM SIZE M | 13-00284 | N/A | Packaging Label Label 1: LBL-82-0065-3-PK-FR; Other Labeling Label 1: N/A; Other Labeling Label 8: N/A; Device or Box Art Work Box 1: 13-00285; Device or Box Art Work Box 2: N/A
82-0065-4 | LUMBOFORCE 5 26CM SIZE L | 13-00284 | N/A | Packaging Label Label 1: LBL-82-0065-4-PK-FR; Other Labeling Label 1: N/A; Other Labeling Label 8: N/A; Device or Box Art Work Box 1: 13-00285; Device or Box Art Work Box 2: N/A
82-0065-5 | LUMBOFORCE 5 26CM SIZE XL | 13-00284 | N/A | Packaging Label Label 1: LBL-82-0065-5-PK-FR; Other Labeling Label 1: N/A; Other Labeling Label 8: N/A; Device or Box Art Work Box 1: 13-00285; Device or Box Art Work Box 2: N/A
82-0065-6 | LUMBOFORCE 5 26CM SIZE XXL | 13-00284 | N/A | Packaging Label Label 1: LBL-82-0065-6-PK-FR; Other Labeling Label 1: N/A; Other Labeling Label 8: N/A; Device or Box Art Work Box 1: 13-00285; Device or Box Art Work Box 2: N/A
82-0066-3 | LUMBOFORCE 5 32CM SIZE M | 13-00284 | N/A | Packaging Label Label 1: LBL-82-0066-3-PK-FR; Other Labeling Label 1: N/A; Other Labeling Label 8: N/A; Device or Box Art Work Box 1: 13-00285; Device or Box Art Work Box 2: N/A
82-0066-4 | LUMBOFORCE 5 32CM SIZE L | 13-00284 | N/A | Packaging Label Label 1: LBL-82-0066-4-PK-FR; Other Labeling Label 1: N/A; Other Labeling Label 8: N/A; Device or Box Art Work Box 1: 13-00285; Device or Box Art Work Box 2: N/A
82-0066-5 | LUMBOFORCE 5 32CM SIZE XL | 13-00284 | N/A | Packaging Label Label 1: LBL-82-0066-5-PK-FR; Other Labeling Label 1: N/A; Other Labeling Label 8: N/A; Device or Box Art Work Box 1: 13-00285; Device or Box Art Work Box 2: N/A
82-0066-6 | LUMBOFORCE 5 32CM SIZE XXL | 13-00284 | N/A | Packaging Label Label 1: LBL-82-0066-6-PK-FR; Other Labeling Label 1: N/A; Other Labeling Label 8: N/A; Device or Box Art Work Box 1: 13-00285; Device or Box Art Work Box 2: N/A
82-0066-7 | LUMBOFORCE 5 32CM SIZE XXXL | 13-00284 | N/A | Packaging Label Label 1: LBL-82-0066-7-PK-FR; Other Labeling Label 1: N/A; Other Labeling Label 8: N/A; Device or Box Art Work Box 1: 13-00285; Device or Box Art Work Box 2: N/A
82-0063-3 | LUMBOFORCE 4 26CM SIZE M | 13-00088 | N/A | Packaging Label Label 1: LBL-82-0063-3-PK-FR; Other Labeling Label 1: N/A; Other Labeling Label 8: N/A; Device or Box Art Work Box 1: 13-00089; Device or Box Art Work Box 2: N/A
82-0063-4 | LUMBOFORCE 4 26CM SIZE L | 13-00088 | N/A | Packaging Label Label 1: LBL-82-0063-4-PK-FR; Other Labeling Label 1: N/A; Other Labeling Label 8: N/A; Device or Box Art Work Box 1: 13-00089; Device or Box Art Work Box 2: N/A
82-0063-5 | LUMBOFORCE 4 26CM SIZE XL | 13-00088 | N/A | Packaging Label Label 1: LBL-82-0063-5-PK-FR; Other Labeling Label 1: N/A; Other Labeling Label 8: N/A; Device or Box Art Work Box 1: 13-00089; Device or Box Art Work Box 2: N/A
82-0063-6 | LUMBOFORCE 4 26CM SIZE XXL | 13-00088 | N/A | Packaging Label Label 1: LBL-82-0063-6-PK-FR; Other Labeling Label 1: N/A; Other Labeling Label 8: N/A; Device or Box Art Work Box 1: 13-00089; Device or Box Art Work Box 2: N/A
82-0064-3 | LUMBOFORCE 4 32CM SIZE M | 13-00088 | N/A | Packaging Label Label 1: LBL-82-0064-3-PK-FR; Other Labeling Label 1: N/A; Other Labeling Label 8: N/A; Device or Box Art Work Box 1: 13-00089; Device or Box Art Work Box 2: N/A
82-0064-4 | LUMBOFORCE 4 32CM SIZE L | 13-00088 | N/A | Packaging Label Label 1: LBL-82-0064-4-PK-FR; Other Labeling Label 1: N/A; Other Labeling Label 8: N/A; Device or Box Art Work Box 1: 13-00089; Device or Box Art Work Box 2: N/A
82-0064-5 | LUMBOFORCE 4 32CM SIZE XL | 13-00088 | N/A | Packaging Label Label 1: LBL-82-0064-5-PK-FR; Other Labeling Label 1: N/A; Other Labeling Label 8: N/A; Device or Box Art Work Box 1: 13-00089; Device or Box Art Work Box 2: N/A
82-0064-6 | LUMBOFORCE 4 32CM SIZE XXL | 13-00088 | N/A | Packaging Label Label 1: LBL-82-0064-6-PK-FR; Other Labeling Label 1: N/A; Other Labeling Label 8: N/A; Device or Box Art Work Box 1: 13-00089; Device or Box Art Work Box 2: N/A
82-0064-7 | LUMBOFORCE 4 32CM SIZE XXXL | 13-00088 | N/A | Packaging Label Label 1: LBL-82-0064-7-PK-FR; Other Labeling Label 1: N/A; Other Labeling Label 8: N/A; Device or Box Art Work Box 1: 13-00089; Device or Box Art Work Box 2: N/A
Note on B512: [Commentaire à thread] Votre version d’Excel vous permet de lire ce commentaire à thread. Toutefois, les modifications qui y sont apportées seront supprimées si le fichier est ouvert dans une version plus récente d’Excel. En savoir plus : https://go.microsoft.com/fwlink/?linkid=870924 Commentaire : Corrected the description to match the current master data
Note on E524: [Commentaire à thread] Votre version d’Excel vous permet de lire ce commentaire à thread. Toutefois, les modifications qui y sont apportées seront supprimées si le fichier est ouvert dans une version plus récente d’Excel. En savoir plus : https://go.microsoft.com/fwlink/?linkid=870924 Commentaire : These are currently preliminary stage only, no labels found